## FUNCLOC
id | tag_name | created_at
FP-01-SP1-CPO-T002-P006 | SP1.CP.C2/P1/M | 2023-10-26 14:45
FP-01-SP1-CPO-T007-P203 | SP1.CP.C6/P3/M | 2023-10-26 14:45
FP-01-SP1-CPO-T007-P013 | SP1.CP.C6/P2/M | 2023-10-26 14:45
FP-01-SP1-CPO-DKC2 | SP1.CP.DKC2/M | 2023-10-26 14:45
FP-01-SP1-CPO-DKC2-P018 | SP1.CP.DKC2/P1 | 2023-10-26 14:45
FP-01-SP1-CPO-DKC2-P019 | SP1.CP.DKC2/P2 | 2023-10-26 14:45
FP-01-SP1-CPO-SR01 | SP1.CP.PS(C)1/M | 2023-10-26 14:45
FP-01-SP1-CPO-SR02 | SP1.CP.JNS1/M | 2023-10-26 14:45
FP-01-SP1-CPO-SR04 | SP1.CP.PS(F)1/M | 2023-10-26 14:45
FP-01-SP1-CPO-SR05 | SP1.CP.PS(F)2/M | 2023-10-26 14:45
FP-01-SP1-CPO-SR06 | SP1.CP.PS(F)3/M | 2023-10-26 14:46
FP-01-SP1-CPO-T001-P004 | SP1.CP.C1.P1/M | 2023-10-26 14:46
FP-01-SP1-CPO-T004-P008 | SP1.CP.C20/P1/M | 2023-10-26 14:46
FP-01-SP1-CPO-T005-P009 | SP1.CP.T3/P1/M | 2023-10-26 14:46
FP-01-SP1-CPO-T005-P010 | SP1.CP.T3/P2/M | 2023-10-26 14:46
FP-01-SP1-CPO-T006-A002 | SP1.CP.C4/AGT/M | 2023-10-26 14:46
FP-01-SP1-CPO-T006-P011 | SP1.CP.C4/P1/M | 2023-10-26 14:46
FP-01-SP1-CPO-T007-P012 | SP1.CP.C6/P1/M | 2023-10-26 14:46
FP-01-SP1-CPO-T008-P014 | SP1.CP.C7/P1/M | 2023-10-26 14:46
FP-01-SP1-CPO-T009-P015 | SP1.CP.C8/P1/M | 2023-10-26 14:46
FP-01-SP1-CPO-T010-P016 | SP1.CP.C17/P1/M | 2023-10-26 14:46
FP-01-SP1-CPO-T011-P020 | SP1.CP.T8/P1/M | 2023-10-26 14:46
FP-01-SP1-CPO-T012-P021 | SP1.CP.C10/P1/M | 2023-10-26 14:46
FP-01-SP1-CPO-T013-P022 | SP1.CP.C11/P1/M | 2023-10-26 14:46
FP-01-SP1-CPO-T014-P023 | SP1.CP.C12/P1/M | 2023-10-26 14:46
FP-01-SP1-CPO-T015-P026 | SP1.CP.C13/P2/M | 2023-10-26 14:46
FP-01-SP1-CPO-T016-A003 | SP1.CP.C14/AGT/M | 2023-10-26 14:46
FP-01-SP1-CPO-T016-P027 | SP1.CP.C14/P1/M | 2023-10-26 14:46
FP-01-SP1-CPO-T017-A004 | SP1.CP.C5/AGT1/M | 2023-10-26 14:46
FP-01-SP1-CPO-T017-A005 | SP1.CP.C5/AGT2/M | 2023-10-26 14:46
FP-01-SP1-CPO-T017-P028 | SP1.CP.C5/P1/M | 2023-10-26 14:46
FP-01-SP1-CPO-T018-A006 | SP1.CP.C5A/AGT1/M | 2023-10-26 14:46
FP-01-SP1-CPO-T018-A007 | SP1.CP.C5A/AGT2/M | 2023-10-26 14:46
FP-01-SP1-CPO-T019-P030 | SP1.CP.C16/P1/M | 2023-10-26 14:46
FP-01-SP1-CPO-T020-A008 | SP1.CP.C18/AGT/M | 2023-10-26 14:46
FP-01-SP1-CPO-T022-P033 | SP1.CP.T7/P1/M | 2023-10-26 14:46
FP-01-SP1-CPO-T023-P036 | SP1.CP.C15/P3/M | 2023-10-26 14:46
FP-01-SP1-CPO-T026-P024 | SP1.CP.T5/P1/M | 2023-10-26 14:46
FP-01-SP1-CPO-TH01 | SP1.CP.THK1/M | 2023-10-26 14:46
FP-01-SP1-CPO-TH05 | SP1.CP.THK3B/GB/M | 2023-10-26 14:46
FP-01-SP1-CPO-TH04 | SP1.CP.THK3A/GB/M | 2023-10-26 14:46
FP-01-SP1-CPO-TH03 | SP1.CP.THK2B/GB/M | 2023-10-26 14:46
FP-01-SP1-CPO-TH06 | SP1.CP.THK4.C/SW(0)/GM/M | 2023-10-26 14:46
FP-01-SP1-CPO-TH06-SCRF | SP1.CP.THK4.B/GB(SCREW)/M | 2023-10-26 14:46
FP-01-SP1-CPO-TH07 | SP1.CP.THK4A/GB/M | 2023-10-26 14:46
FP-01-SP1-CPO-TH07-CHMX | SP1.CP.CHM1/GB/M | 2023-10-26 14:46
FP-01-SP1-CPO-TH08 | SP1.CP.THK5B/GB/M | 2023-10-26 14:46
FP-01-SP1-CPO-TH09 | SP1.CP.THK5A/GB/M | 2023-10-26 14:46
FP-01-SP1-CPO-DKC1-P017 | SP1.CP.DKC1/P1/M | 2023-10-26 14:46
FP-01-SP1-CPO-T018-P029 | SP1.CP.C5A/P1/M | 2023-10-26 14:46
FP-01-SP1-CPO-RF01 | SP1.CP.SNF/M | 2023-10-26 14:46
FP-01-SP1-CPO-T020-P031 | SP1.CP.C18/P1/M | 2023-10-26 14:46
FP-01-SP1-CPO-T001-A001 | SP1.CP.C1/AGT/M | 2023-10-26 14:46
FP-01-SP1-CPO-TH23-P205 | SP1.CP.C9/P2/M | 2023-10-26 14:46
FP-01-SP1-CPO-T023-P034 | SP1.CP.C15/P1/M | 2023-10-26 14:46
FP-01-SP1-CPO-T015-P025 | SP1.CP.C13/P1/M | 2023-10-26 14:46
FP-01-SP1-CPO-T242-P204 | SP1.CP.C9/P1/M | 2023-10-26 14:46
FP-01-SP1-CPO-TH23-P224 | SP1.CP.C9/P3/M | 2023-10-26 14:46
FP-01-SP1-CPO-T023-P035 | SP1.CP.C15/P2/M | 2023-10-26 14:46
FP-01-SP1-CPO-PPIT-P341 | SP1.CPO.PPIT.P341/P1/M | 2023-10-26 14:46
FP-01-SP1-CPO-DKC1 | SP1.CP.DKC1/M | 2023-10-26 14:46
FP-01-SP1-CPO-SR03 | SP1.CP.PS(C)2/M | 2023-10-26 14:46
FP-01-SP1-CPO-SR41 | SP1.CP.PS(FIL)/M | 2023-10-26 14:46
FP-01-SP1-CPO-T273-P353 | SP1.CPO.T9/P1/M | 2023-10-26 14:46
FP-01-SP1-CLD-T081-A031 | SP1.CL.C10/AGT/M | 2023-10-26 14:46
FP-01-SP1-CLD-T087-A033 | SP1.CL.C16/AGT/M | 2023-10-26 14:46
FP-01-SP1-CLD-DSP2-IE2A | SP1.CL.DSP/IE2A/GB/M | 2023-10-26 14:46
FP-01-SP1-CLD-CN08 | SP1.CON8/GB/M | 2023-10-26 14:46
FP-01-SP1-CLD-DKC3-P106 | SP1.CL.DKC1/P1/M | 2023-10-26 14:46
FP-01-SP1-CLD-DKC4-P107 | SP1.CL.DKC2/P1/M | 2023-10-26 14:46
FP-01-SP1-CLD-DSP2-CHMX | SP1.CL.DSP/CHM/GB/M | 2023-10-26 14:47
FP-01-SP1-CLD-DSP2 | SP1.CL.DSP/GB/M | 2023-10-26 14:47
FP-01-SP1-CLD-DSP2-IE1A | SP1.CL.DSP/IE1A/GB/M | 2023-10-26 14:47
FP-01-SP1-CLD-DSP2-IE1B | SP1.CL.DSP/IE1B/GB/M | 2023-10-26 14:47
FP-01-SP1-CLD-DSP2-IE2B | SP1.CL.DSP/IE2B/GB/M | 2023-10-26 14:47
FP-01-SP1-CLD-DSP2-IE2C | SP1.CL.DSP/IE2C/GB/M | 2023-10-26 14:47
FP-01-SP1-CLD-DSP2-SCRP | SP1.CL.DSP/SCP/GB/M | 2023-10-26 14:47
FP-01-SP1-CLD-PU08 | SP1.PUL8/GB/M | 2023-10-26 14:47
FP-01-SP1-CLD-PU08-P093 | SP1.PUL8/P1/M | 2023-10-26 14:47
FP-01-SP1-CLD-SR20 | SP1.CL.ADS1/M | 2023-10-26 14:47
FP-01-SP1-CLD-SR21 | SP1.CL.JNS1/M | 2023-10-26 14:47
FP-01-SP1-CLD-SR23 | SP1.CL.PS(C)1/M | 2023-10-26 14:47
FP-01-SP1-CLD-SR25 | SP1.CL.PS(F)1/M | 2023-10-26 14:47
FP-01-SP1-CLD-SR26 | SP1.CL.PS(F)2/M | 2023-10-26 14:47
FP-01-SP1-CLD-SR27 | SP1.CL.PS(F)3/M | 2023-10-26 14:47
FP-01-SP1-CLD-T075-A027 | SP1.CL.C4/AGT/M | 2023-10-26 14:47
FP-01-SP1-CLD-T076-A028 | SP1.CL.C5/AGT1/M | 2023-10-26 14:47
FP-01-SP1-CLD-T076-P098 | SP1.CL.C5/P1/M | 2023-10-26 14:47
FP-01-SP1-CLD-T077-P099 | SP1.CL.C6/P1/M | 2023-10-26 14:47
FP-01-SP1-CLD-T078-P101 | SP1.CL.C7/P2/M | 2023-10-26 14:47
FP-01-SP1-CLD-T078-P102 | SP1.CL.C7/P3/M | 2023-10-26 14:47
FP-01-SP1-CLD-T080-P104 | SP1.CL.C9/P1/M | 2023-10-26 14:47
FP-01-SP1-CLD-T081-P105 | SP1.CL.C10/P1/M | 2023-10-26 14:47
FP-01-SP1-CLD-T083-P111 | SP1.CL.C13/P1/M | 2023-10-26 14:47
FP-01-SP1-CLD-T084-P113 | SP1.CL.C17/P1/M | 2023-10-26 14:47
FP-01-SP1-CLD-T084-P114 | SP1.CL.C17/P2/M | 2023-10-26 14:47
FP-01-SP1-CLD-T084-P115 | SP1.CL.C17/P3/M | 2023-10-26 14:47
FP-01-SP1-CLD-T085-P116 | SP1.CL.C14/P1/M | 2023-10-26 14:47
FP-01-SP1-CLD-T086-P117 | SP1.CL.C15/P1/M | 2023-10-26 14:47
FP-01-PM1-COT-COAT-BKR2 | PM1.COT.BMB/BKR/GB/M | 2023-10-26 14:47
FP-01-SP1-CLD-T087-P118 | SP1.CL.C16/P1/M | 2023-10-26 14:47
FP-01-SP1-CLD-T089-P109 | SP1.CL.T2/P1/M | 2023-10-26 14:47
FP-01-SP1-CLD-TH18 | SP1.CL.THK(SF)1/GB/M | 2023-10-26 14:47
FP-01-SP1-CLD-TH19 | SP1.CL.THK2/GB/M | 2023-10-26 14:47
FP-01-SP1-CLD-TH20 | SP1.CL.THK3/GB/M | 2023-10-26 14:47
FP-01-SP1-CLD-TH21 | SP1.CL.THK4/SW(O)/M | 2023-10-26 14:47
FP-01-SP1-CLD-TH21 | SP1.CL.THK4/GB/M | 2023-10-26 14:47
FP-01-SP1-CLD-T079-P103 | SP1.CL.C8/P1/M | 2023-10-26 14:47
FP-01-SP1-CLD-T072-P094 | SP1.CL.C1/P1/M | 2023-10-26 14:47
FP-01-SP1-CLD-TH21-P119 | SP1.CL.THK4/P1/M | 2023-10-26 14:47
FP-01-SP1-CLD-BL01 | SP1.CL.VS1/BLW/M | 2023-10-26 14:47
FP-01-SP1-CLD-T078-P100 | SP1.CL.C7/P1/M | 2023-10-26 14:47
FP-01-SP1-CLD-T073-P095 | SP1.CL.C2/P1/M | 2023-10-26 14:47
FP-01-SP1-CLD-T075-P097 | SP1.CL.C4/P1/M | 2023-10-26 14:47
FP-01-SP1-CLD-DKC5-P108 | SP1.CL.DKC3/P1/M | 2023-10-26 14:47
FP-01-SP1-CLD-T082-P110 | SP1.CL.C12/P1/M | 2023-10-26 14:47
FP-01-SP1-CLD-T073-A025 | SP1.CL.C2/AGT/M | 2023-10-26 14:47
FP-01-SP1-CLD-T077-A030 | SP1.CL.C6/AGT/M | 2023-10-26 14:47
FP-01-SP1-CLD-T086-A032 | SP1.CL.C15/AGT/M | 2023-10-26 14:47
FP-01-SP1-CLD-T090-P112 | SP1.CL.T3/P1/M | 2023-10-26 14:47
FP-01-SP1-CLD-T076-A029 | SP1.CL.C5/AGT2/M | 2023-10-26 14:47
FP-01-SP1-CLD-T091-P120 | SP1.CL.T4/P1/M | 2023-10-26 14:47
FP-01-SP1-CLD-T072-A024 | SP1.CL.C1/AGT/M | 2023-10-26 14:47
FP-01-SP1-MXW-T050-P057 | SP1.MW.C4/P6/M | 2023-10-26 14:47
FP-01-SP1-MXW-T361-P385 | SP1.MW.T35A/P/M | 2023-10-26 14:47
FP-01-SP1-MXW-T064-P083 | SP1.MW.VS2/P1/M | 2023-10-26 14:47
FP-01-SP1-MXW-DSP1 | SP1.MW.DSP1/M | 2023-10-26 14:47
FP-01-SP1-MXW-RF04 | SP1.UK.DDR3/M | 2023-10-26 14:47
FP-01-SP1-MXW-SR12 | SP1.MW.PS(C)1/M | 2023-10-26 14:47
FP-01-SP1-MXW-SR13 | SP1.MW.FRAC/M | 2023-10-26 14:47
FP-01-SP1-MXW-SR14 | SP1.MW.PS(F)1/M | 2023-10-26 14:48
FP-01-SP1-MXW-SR15 | SP1.MW.PS(F)2/M | 2023-10-26 14:48
FP-01-SP1-MXW-SR16 | SP1.MW.PS(C)2/M | 2023-10-26 14:48
FP-01-SP1-MXW-SR18 | SP1.MW.PS(C)3/M | 2023-10-26 14:48
FP-01-SP1-MXW-SR40 | SP1.MW1.PS(F)1/M | 2023-10-26 14:48
FP-01-SP1-MXW-T048-P061 | SP1.MW.T2/P1/M | 2023-10-26 14:48
FP-01-SP1-MXW-T049-A017 | SP1.MW.C3/AGT/GB/M | 2023-10-26 14:48
FP-01-SP1-MXW-T049-P062 | SP1.MW.C3/P1/M | 2023-10-26 14:48
FP-01-SP1-MXW-T050-P064 | SP1.MW.C4/P2/M | 2023-10-26 14:48
FP-01-SP1-MXW-T050-P067 | SP1.MW.C4/P5/M | 2023-10-26 14:48
FP-01-SP1-MXW-T052-P070 | SP1.MW.T4/P1/M | 2023-10-26 14:48
FP-01-SP1-MXW-T055-P076 | SP1.MW.T(DLG)1/P1/M | 2023-10-26 14:48
FP-01-SP1-MXW-T056-P077 | SP1.MW.T(DLG)2/P1/M | 2023-10-26 14:48
FP-01-SP1-MXW-T057-A018 | SP1.MW.C5/AGT1/M | 2023-10-26 14:48
FP-01-SP1-MXW-TH12 | SP1.MW.THK(LF)1/GB/M | 2023-10-26 14:48
FP-01-SP1-MXW-TH13 | SP1.MW.THK(LF).2.SW/M | 2023-10-26 14:48
FP-01-SP1-MXW-TH13 | SP1.MXW.TH13.GB/M | 2023-10-26 14:48
FP-01-SP1-MXW-TH15 | SP1.MW.THK4.SCC/M | 2023-10-26 14:48
FP-01-SP1-MXW-TH15 | SP1.MW.THK4/GB/P(G)/M | 2023-10-26 14:48
FP-01-SP1-MXW-TH15 | SP1.MW.THK4/M | 2023-10-26 14:48
FP-01-SP1-MXW-TH16 | SP1.MW.SCP1/M | 2023-10-26 14:48
FP-01-SP1-MXW-TH17 | SP1.MW.SCP2/M | 2023-10-26 14:48
FP-01-SP1-MXW-VP02 | SP1.MW.VP1/M | 2023-10-26 14:48
FP-01-SP1-MXW-T057-P079 | SP1.MW.C5/P1/M | 2023-10-26 14:48
FP-01-SP1-MXW-T362-P386 | SP1.MW.T35B/P/M | 2023-10-26 14:48
FP-01-SP1-MXW-T050-P065 | SP1.MW.C4/P3/M | 2023-10-26 14:48
FP-01-SP1-MXW-T046-P059 | SP1.MW.C2/P1/M | 2023-10-26 14:48
FP-01-SP1-MXW-T050-P066 | SP1.MW.C4/P4/M | 2023-10-26 14:48
FP-01-SP1-MXW-PAL9-P003 | SP1.MXW.PAL9.P003/M | 2023-10-26 14:48
FP-01-SP1-MXW-VP03 | SP1.MW.THK/VP1/M | 2023-10-26 14:48
FP-01-SP1-MXW-T051-P069 | SP1.MW.T3/P2/M | 2023-10-26 14:48
FP-01-SP1-MXW-T046-A016 | SP1.MW.C2/AGT/M | 2023-10-26 14:48
FP-01-SP1-MXW-VP04 | SP1.MW.THK/VP2/M | 2023-10-26 14:48
FP-01-SP1-MXW-T050-P063 | SP1.MW.C4.P1/M | 2023-10-26 14:48
FP-01-SP1-MXW-RF14 | SP1.MW.RF14/M | 2023-10-26 14:48
FP-01-SP1-MXW-T063-P082 | SP1.MW.VS1/P1/M | 2023-10-26 14:48
FP-01-SP1-MXW-T051-P068 | SP1.MW.T3P1/M | 2023-10-26 14:48
FP-01-SP1-MXW-T058-P081 | SP1.MW.PIT/P1/M | 2023-10-26 14:48
FP-01-SP1-MXW-RF04 | SP1.MXW.RF04.KNF/M | 2023-10-26 14:48
FP-01-SP1-MXW-PAL9 | SP1.MXW.PAL9/PL-SORTER/M | 2023-10-26 14:48
FP-01-SP1-OCC-T103-P080 | SP1.MW.C5A/P2/M | 2023-10-26 14:48
FP-01-SP1-ONP-T031-P045 | SP1.ON.C3/P3/M | 2023-10-26 14:48
FP-01-SP1-ONP-T032-P048 | SP1.ON.T2/P2/M | 2023-10-26 14:48
FP-01-SP1-ONP-RF03 | SP1.ON.DDR2/M | 2023-10-26 14:48
FP-01-SP1-ONP-RJ01 | SP1.ON.RJS1/M | 2023-10-26 14:48
FP-01-SP1-ONP-SR09 | SP1.ON.PS(F)1/M | 2023-10-26 14:48
FP-01-SP1-ONP-T030-P042 | SP1.ON.T4/P1/M | 2023-10-26 14:48
FP-01-SP1-ONP-T031-P043 | SP1.ON.C3/P1/M | 2023-10-26 14:48
FP-01-SP1-ONP-T032-P047 | SP1.ON.T2/P1/M | 2023-10-26 14:48
FP-01-SP1-ONP-T032-P049 | SP1.ON.T2/P3/M | 2023-10-26 14:48
FP-01-SP1-ONP-T034-P050 | SP1.ON.T6/P1/M | 2023-10-26 14:48
FP-01-SP1-ONP-T035-P051 | SP1.ON.T3/P1/M | 2023-10-26 14:48
FP-01-SP1-ONP-T038-A012 | SP1.ON.C4/AGT1/GB/M | 2023-10-26 14:48
FP-01-SP1-ONP-T038-A013 | SP1.ON.C4/AGT2/GB/M | 2023-10-26 14:48
FP-01-SP1-ONP-TH10-VP01 | SP1.ON.THK1/VP1/M | 2023-10-26 14:48
FP-01-SP1-ONP-TH11 | SP1.ON.THK2/GB/M | 2023-10-26 14:48
FP-01-SP1-ONP-T027-P039 | SP1.ON.C1/P1/M | 2023-10-26 14:48
FP-01-SP1-ONP-T031-P044 | SP1.ON.C3/P2/M | 2023-10-26 14:48
FP-01-SP1-ONP-CN04 | SP1.CON4/GM/M | 2023-10-26 14:48
FP-01-SP1-ONP-T039-P055 | SP1.ON.C5/P1/M | 2023-10-26 14:48
FP-01-SP1-ONP-T028-A011 | SP1.MW.C6/AGT/M | 2023-10-26 14:49
FP-01-SP1-ONP-T038-P054 | SP1.ON.C4/P1/M | 2023-10-26 14:49
FP-01-SP1-ONP-TH10 | SP1.ON.THK1/GB/M | 2023-10-26 14:49
FP-01-SP1-ONP-T031-P046 | SP1.ON.C3/P4/M | 2023-10-26 14:49
FP-01-SP1-ONP-PU04-P368 | SP1.PUL4/P3/M | 2023-10-26 14:49
FP-01-SP1-ONP-T039-A014 | SP1.ON.C5/AGT/M | 2023-10-26 14:49
FP-01-SP1-ONP-RF03 | SP1.ONP.RF03.DDR4(KN)/M | 2023-10-26 14:49
FP-01-SP1-ONP-PU04 | SP1.PUL4/GB/M | 2023-10-26 14:49
FP-01-SP1-ONP-PU04-OU01 | SP1.PUL4/GB/OU/P/M | 2023-10-26 14:49
FP-01-SP1-ONP-PU04-P038 | SP1.PUL4/P1/M | 2023-10-26 14:49
FP-01-SP1-ONP-PU04-P367 | SP1.PUL4/P2/M | 2023-10-26 14:49
FP-01-SP1-ONP-T027-A010 | SP1.ON.C1/AGT/M | 2023-10-26 14:49
FP-01-SP1-ONP-T028-P040 | SP1.MW.C6/P1/M | 2023-10-26 14:49
FP-01-SP1-ONP-T037-P053 | SP1.ON.PIT/P1/M | 2023-10-26 14:49
FP-01-SP1-ONP-SR10 | SP1.ON.PS(F)2/M | 2023-10-26 14:49
FP-01-SP1-ONP-SR07 | SP1.ON.PS(C)1/M | 2023-10-26 14:49
FP-01-SP1-ONP-RF02 | SP1.ON.DDR1/M | 2023-10-26 14:49
FP-01-SP1-UKP-T068-A022 | SP1.UK.C3/AGT/M | 2023-10-26 14:49
FP-01-SP1-UKP-PU07-P084 | SP1.PUL7/P1/M | 2023-10-26 14:49
FP-01-SP1-UKP-CN07 | SP1.CON7/GB/M | 2023-10-26 14:49
FP-01-SP1-UKP-PU07 | SP1.PUL7/GB/M | 2023-10-26 14:49
FP-01-SP1-UKP-RF05 | SP1.UK.DDR1/M | 2023-10-26 14:49
FP-01-SP1-UKP-RF06 | SP1.UK.DDR2/M | 2023-10-26 14:49
FP-01-SP1-UKP-RF07 | SP1.MW.DDR1/M | 2023-10-26 14:49
FP-01-SP1-UKP-T065-A020 | SP1.UK.C1/AGT/GB | 2023-10-26 14:49
FP-01-SP1-UKP-T066-A021 | SP1.UK.C2/AGT/M | 2023-10-26 14:49
FP-01-SP1-UKP-T066-P087 | SP1.UK.C2/P1/M | 2023-10-26 14:49
FP-01-SP1-UKP-T067-P089 | SP1.UK.T1/P1/M | 2023-10-26 14:49
FP-01-SP1-UKP-T068-P090 | SP1.UK.C3/P1/M | 2023-10-26 14:49
FP-01-SP1-UKP-T069-P092 | SP1.UK.C4/P2/M | 2023-10-26 14:49
FP-01-SP1-UKP-T069-A023 | SP1.UK.C4/AGT/M | 2023-10-26 14:49
FP-01-SP1-UKP-PU07 | SP1.PUL7.GB/P/G/M | 2023-10-26 14:49
FP-01-SP1-UKP-RF07 | SP1.UKP.RF07.DDR3(KN)/M | 2023-10-26 14:49
FP-01-SP1-UKP-RF05 | SP1.UK.RF05(KN)/M | 2023-10-26 14:49
FP-01-SP1-UKP-T069-P091 | SP1.UK.C4/P1/M | 2023-10-26 14:49
FP-01-SP1-OCC-CN06 | SP1.CON6/GB/M | 2023-10-26 14:49
FP-01-SP1-OCC-TH14 | SP1.MW.THK3(SF)1/GB/M | 2023-10-26 14:49
FP-01-SP1-OCC-PU06-DRSR | SP1.PUL6/DRS/M1 | 2023-10-26 14:49
FP-01-SP1-OCC-PU06-DRSR | SP1.PUL6/DRS/M2 | 2023-10-26 14:49
FP-01-SP1-OCC-PU06 | SP1.PUL6/GB/M | 2023-10-26 14:49
FP-01-SP1-OCC-PU06-HYPG | SP1.PUL6/HYP/M | 2023-10-26 14:49
FP-01-SP1-OCC-PU06-P073 | SP1.PUL6/P1/M | 2023-10-26 14:49
FP-01-SP1-WRS-T100-P135 | SP1.WF.C3/P3/M | 2023-10-26 14:49
FP-01-PM1-AP1-SR28 | PM1.APP1.PS1/M | 2023-10-26 14:49
FP-01-PM1-AP2-SR29 | PM1.APP2.PS1/M | 2023-10-26 14:49
FP-01-PM1-AP3-SR30 | PM1.APP3.PS1/M | 2023-10-26 14:49
FP-01-PM1-AP4-SR31 | PM1.APP4.PS1/M | 2023-10-26 14:49
FP-01-PM1-AP5-SR32 | PM1.APP5.PS1/M | 2023-10-26 14:49
FP-01-PM1-AP1-T149-A037 | PM1.APP1.C(BL)/AGT/M | 2023-10-26 14:49
FP-01-PM1-AP1-T150-A038 | PM1.APP1.C(MC)/AGT/M | 2023-10-26 14:49
FP-01-PM1-AP2-T154-A039 | PM1.APP2.C(BL)/AGT/M | 2023-10-26 14:49
FP-01-PM1-AP2-T155-A040 | PM1.APP2.C(MC)/AGT/M | 2023-10-26 14:49
FP-01-PM1-AP3-T159-A041 | PM1.APP3.C(BL)/AGT/M | 2023-10-26 14:49
FP-01-PM1-AP3-T160-A042 | PM1.APP3.C(MC)/AGT/M | 2023-10-26 14:49
FP-01-PM1-AP4-T165-A043 | PM1.APP4.C(BL)/AGT/M | 2023-10-26 14:49
FP-01-PM1-AP4-T166-A044 | PM1.APP4.C(MC)/AGT/M | 2023-10-26 14:49
FP-01-PM1-AP5-T170-A045 | PM1.APP5.C(BL)/AGT/M | 2023-10-26 14:49
FP-01-PM1-AP5-T171-A046 | PM1.APP5.C(MC)/AGT/M | 2023-10-26 14:49
FP-01-PM1-AP1-T149-P167 | PM1.APP1.C(BL)/P1/M | 2023-10-26 14:49
FP-01-PM1-AP1-T150-P168 | PM1.APP1.C(MC)/P1/M | 2023-10-26 14:49
FP-01-PM1-AP1-T151-P169 | PM1.APP1.SL/P(FN)/M | 2023-10-26 14:49
FP-01-PM1-AP1-T152-P170 | PM1.APP1.T1/P1/M | 2023-10-26 14:50
FP-01-PM1-AP1-T153-P171 | PM1.APP1.T2/P1/M | 2023-10-26 14:50
FP-01-PM1-AP2-T154-P172 | PM1.APP2.C(BL)/P1/M | 2023-10-26 14:50
FP-01-PM1-AP2-T155-P173 | PM1.APP2.C(MC)/P1/M | 2023-10-26 14:50
FP-01-PM1-AP2-T156-P174 | PM1.APP2.SL/P(FN)/M | 2023-10-26 14:50
FP-01-PM1-AP2-T157-P175 | PM1.APP2.T1/P1/M | 2023-10-26 14:50
FP-01-PM1-AP3-T159-P176 | PM1.APP3.C(BL)/P1/M | 2023-10-26 14:50
FP-01-PM1-AP3-T160-P177 | PM1.APP3.C(MC)/P1/M | 2023-10-26 14:50
FP-01-PM1-AP3-T161-P178 | PM1.APP3.SL/P(FN)/M | 2023-10-26 14:50
FP-01-PM1-AP3-T162-P179 | PM1.APP3.T1/P1/M | 2023-10-26 14:50
FP-01-PM1-AP3-T163-P180 | PM1.APP3.T2/P1/M | 2023-10-26 14:50
FP-01-PM1-AP3-T164-P181 | PM1.APP3.T3/P1/M | 2023-10-26 14:50
FP-01-PM1-AP3-T164-P182 | PM1.APP3.T3/P2/M | 2023-10-26 14:50
FP-01-PM1-AP3-T164-P183 | PM1.APP3.T3/P3/M | 2023-10-26 14:50
FP-01-PM1-AP4-T165-P184 | PM1.APP4.C(BL)/P1/M | 2023-10-26 14:50
FP-01-PM1-AP4-T166-P185 | PM1.APP4.C(MC)/P1/M | 2023-10-26 14:50
FP-01-PM1-AP4-T167-P186 | PM1.APP4.SL/P(FN)/M | 2023-10-26 14:50
FP-01-PM1-AP4-T168-P187 | PM1.APP4.T1/P1/M | 2023-10-26 14:50
FP-01-PM1-AP4-T169-P188 | PM1.APP4.T2/P1/M | 2023-10-26 14:50
FP-01-PM1-AP5-T170-P189 | PM1-AP5-T170-P189-M | 2023-10-26 14:50
FP-01-PM1-AP5-T171-P190 | PM1.APP5.C(MC)/P1/M | 2023-10-26 14:50
FP-01-PM1-AP5-T172-P191 | PM1.APP5.SL/P(FN)/M | 2023-10-26 14:50
FP-01-PM1-AP5-T173-P192 | PM1.APP5.T1/P1/M | 2023-10-26 14:50
FP-01-PM1-AP5-T174-P193 | PM1.APP5.T2/P1/M | 2023-10-26 14:50
FP-01-PM1-AP5-T175-P195 | PM1.APP5.T3/P1/M | 2023-10-26 14:50
FP-01-PM1-VAS-T109-P152 | PM1.VAC.T(DLG)1/P1/M | 2023-10-26 14:50
FP-01-PM1-VAS-T110-P153 | PM1.VAC.T(DLG)2/P1/M | 2023-10-26 14:50
FP-01-PM1-VAS-T111-P154 | PM1.VAC.T(DLG)3/P1/M | 2023-10-26 14:50
FP-01-PM1-VAS-T112-P155 | PM1.VAC.T(DLG)4/P1/M | 2023-10-26 14:50
FP-01-PM1-VAS-T114-P156 | PM1.VAC.T(DLG)5/P1/M | 2023-10-26 14:50
FP-01-PM1-VAS-T116-P157 | PM1.VAC.T(DLG)6/P1/M | 2023-10-26 14:50
FP-01-PM1-VAS-T158-P158 | PM1.VAC.T(DLG)7/P1/M | 2023-10-26 14:50
FP-01-PM1-VAS-T118-P159 | PM1.VAC.T(DLG)8/P1/M | 2023-10-26 14:50
FP-01-PM1-VAS-T119-P160 | PM1.VAC.T(DLG)9/P1/M | 2023-10-26 14:50
FP-01-PM1-VAS-T120-P161 | PM1.VAC.VS1/P1/M | 2023-10-26 14:50
FP-01-PM1-VAS-T121-P162 | PM1.VAC.VS2A/P1/M | 2023-10-26 14:50
FP-01-PM1-VAS-T122-P163 | PM1.VAC.VS10/P1/M | 2023-10-26 14:50
FP-01-PM1-VAS-T123-P164 | PM1.VAC.VS5/P1/M | 2023-10-26 14:50
FP-01-PM1-VAS-T124-P165 | PM1.VAC.VS6A/P1/M | 2023-10-26 14:50
FP-01-PM1-VAS-T125-P166 | PM1.VAC.VS6/P1/M | 2023-10-26 14:50
FP-01-PM1-VAS-T279-P297 | PM1.VAC.T(DLG)4A/P1/M | 2023-10-26 14:50
FP-01-PM1-VAS-VP05 | PM1.VAC.VP1/GB/M | 2023-10-26 14:50
FP-01-PM1-VAS-VP06 | PM1.VAC.VP2/M | 2023-10-26 14:50
FP-01-PM1-VAS-VP07 | PM1.VAC.VP3/M | 2023-10-26 14:50
FP-01-PM1-VAS-VP08 | PM1.VAC.VP4/M | 2023-10-26 14:50
FP-01-PM1-VAS-VP09 | PM1.VAC.VP5/M | 2023-10-26 14:50
FP-01-PM1-VAS-VP10 | PM1.VAC.VP6/M | 2023-10-26 14:50
FP-01-PM1-VAS-VP11 | PM1.VAC.VP7/M | 2023-10-26 14:50
FP-01-PM1-VAS-VP12 | PM1.VAC.VP8/M | 2023-10-26 14:50
FP-01-PM1-VAS-BL02 | PM1.VAC.BLW2/M | 2023-10-26 14:50
FP-01-PM1-VAS-BL03 | PM1.VAC.BLW3/M | 2023-10-26 14:50
FP-01-PM1-VAS-BL04 | PM1.VAC.BLW3/M | 2023-10-26 14:50
FP-01-PM1-VAS-BL05 | PM1.VAC.BLW4/M | 2023-10-26 14:50
FP-01-PM1-VAS-BL06 | PM1.VAC.BLW5/M | 2023-10-26 14:50
FP-01-PM1-STA-T235-A088 | CH1.STA.T4/AGT/M | 2023-10-26 14:50
FP-01-PM1-STA-T237-A089 | CH1.STA.T6/AGT/M | 2023-10-26 14:50
FP-01-PM1-STA-T238-A090 | CH1.STA.T7/AGT/M | 2023-10-26 14:50
FP-01-PM1-STA-T239-A091 | CH1.STA.T8/AGT/M | 2023-10-26 14:50
FP-01-PM1-STA-T243-A095 | CH1.STA.T13/AGT/M | 2023-10-26 14:50
FP-01-PM1-STA-T245-A097 | CH1.STA.T15/AGT/M | 2023-10-26 14:50
FP-01-PM1-STA-T246-A098 | CH1.STA.T16/AGT/M | 2023-10-26 14:51
FP-01-PM1-STA-T238-P241 | CH1.STA.T7/P1/M | 2023-10-26 14:51
FP-01-PM1-STA-T238-P242 | CH1.STA.T7/P2/M | 2023-10-26 14:51
FP-01-PM1-STA-T239-P243 | CH1.STA.T8.P1/M | 2023-10-26 14:51
FP-01-PM1-STA-T239-P245 | CH1.STA.T8/P3/M | 2023-10-26 14:51
FP-01-PM1-STA-T240-P246 | CH1.STA.T9/P1/M | 2023-10-26 14:51
FP-01-PM1-STA-T241-P247 | CH1.STA.T10/P1/M | 2023-10-26 14:51
FP-01-PM1-STA-T243-P251 | CH1.STA.T13/P1/M | 2023-10-26 14:51
FP-01-PM1-STA-T243-P252 | CH1.STA.T13/P2/M | 2023-10-26 14:51
FP-01-PM1-STA-T246-P254 | CH1.STA.T16/P1/M | 2023-10-26 14:51
FP-01-PM1-STA-T246-P255 | CH1.STA.T16.P2/M | 2023-10-26 14:51
FP-01-PM1-STA-T250-P260 | PM1.STA.T17/P1/M | 2023-10-26 14:51
FP-01-PM1-STC-T252-P262 | PM1.STC.T(DN)1/P1/M | 2023-10-26 14:51
FP-01-PM1-STC-T338-P354 | PM1.PUMP HOT WATER/M | 2023-10-26 14:51
FP-01-PM1-STC-T341-P360 | PM1.STC.P2/M | 2023-10-26 14:51
FP-01-PM1-STC-HU01-P361 | PM1.STC.DSP./P1/M | 2023-10-26 14:51
FP-01-PM1-STC-T253-P266 | PM1.STC.T(DN)2/P2/M | 2023-10-26 14:51
FP-01-PM1-STC-T341-P359 | PM1.STC.P1/M | 2023-10-26 14:51
FP-01-PM1-STC-T252-P263 | PM1.STC.T(DN)1/P2/M | 2023-10-26 14:51
FP-01-PM1-STC-T252-VP13 | PM1.STC.T(DN)1/VP/M | 2023-10-26 14:51
FP-01-PM1-STC-T253-P265 | PM1.STC.T(DN)2/P1/M | 2023-10-26 14:51
FP-01-PM1-STC-T254-P267 | PM1.STC.T(FL)1/P1/M | 2023-10-26 14:51
FP-01-PM1-STC-T254-P268 | PM1.STC.T(FL)1/P2/M | 2023-10-26 14:51
FP-01-PM1-STC-T258-P264 | PM1.STC.T(DN)1/P3/M | 2023-10-26 14:51
FP-01-PM1-BRS-T187-A049 | PM1.BR.C2/AGT1/M | 2023-10-26 14:51
FP-01-PM1-BRS-T187-A050 | PM1.BR.C2/AGT2/M | 2023-10-26 14:51
FP-01-PM1-BRS-T188-A051 | PM1.BR.C3/AGT/M | 2023-10-26 14:51
FP-01-PM1-BRS-T189-A052 | PM1.BR.C4/AGT1/M | 2023-10-26 14:51
FP-01-PM1-BRS-T189-A053 | PM1.BR.C4/AGT2/M | 2023-10-26 14:51
FP-01-PM1-BRS-T189-A054 | PM1.BR.C4/AGT3/M | 2023-10-26 14:51
FP-01-PM1-BRS-T190-A055 | PM1.BR.C5/AGT1/M | 2023-10-26 14:51
FP-01-PM1-BRS-T187-P196 | PM1.BR.C2/P1/M | 2023-10-26 14:51
FP-01-PM1-BRS-T189-P198 | PM1.BR.C4/P1/M | 2023-10-26 14:51
FP-01-PM1-BRS-T189-P199 | PM1.BR.C4/P2/M | 2023-10-26 14:51
FP-01-PM1-BRS-T190-A056 | PM1.BR.C5/AGT2/M | 2023-10-26 14:51
FP-01-PM1-BRS-T190-P200 | PM1.BR.C5/P1/M | 2023-10-26 14:51
FP-01-PM1-BRS-T191-P201 | PM1.BR.C6/P1/M | 2023-10-26 14:51
FP-01-PM1-BRS-T191-P202 | PM1.BR.C6/P2/M | 2023-10-26 14:51
FP-01-CH1-COT-SPLY-P331 | SUPLY PUMP LATEX XQ/M | 2023-10-26 14:51
FP-01-PM1-COT-T339-P355 | PM1.COT.TWR3/P2/M | 2023-10-26 14:51
FP-01-PM1-COT-IRD1-BL21 | PM1.IRD1.FDF1/M | 2023-10-26 14:51
FP-01-PM1-COT-IRD1-BL22 | PM1.IRD1.FDF2/M | 2023-10-26 14:51
FP-01-PM1-COT-IRD1-BL23 | PM1.IRD1.FDF3/M | 2023-10-26 14:51
FP-01-PM1-COT-IRD2-BL24 | PM1.IRD2.FDF1/M | 2023-10-26 14:51
FP-01-PM1-COT-IRD2-BL25 | PM1.IRD2.FDF2/M | 2023-10-26 14:51
FP-01-PM1-COT-T206-P207 | PM1.COT.T(STA)1/P1/M | 2023-10-26 14:51
FP-01-PM1-COT-COAT | PM1.COT.BMB2.HP1/M | 2023-10-26 14:51
FP-01-PM1-COT-COAT | PM1.COT.BMB2.HP2/M | 2023-10-26 14:51
FP-01-PM1-COT-ATRN-BL09 | PM1.AT.FDF/M | 2023-10-26 14:51
FP-01-PM1-COT-COAT-ACR1 | PM1.COT.JB/ACR/GB/M | 2023-10-26 14:51
FP-01-PM1-COT-COAT-ACR2 | PM1.COT.BMB/ACR/GB/M | 2023-10-26 14:51
FP-01-PM1-COT-HAD1-BL16 | PM1.HAD1.FDF/M | 2023-10-26 14:51
FP-01-PM1-COT-HAD2-BL17 | PM1.HAD2.FDF/M | 2023-10-26 14:51
FP-01-PM1-COT-HAD3-BL18 | PM1.HAD3/FDF/M | 2023-10-26 14:51
FP-01-PM1-COT-HAD3-BL19 | PM1.HAD3/IDF/M | 2023-10-26 14:51
FP-01-PM1-COT-SR33 | PM1.COT.VIS1/M | 2023-10-26 14:51
FP-01-PM1-COT-SR35 | PM1.COT.VIS3/M | 2023-10-26 14:51
FP-01-PM1-COT-SR37 | PM1.COT.VIS5/M | 2023-10-26 14:51
FP-01-PM1-COT-SR43 | PM1.COT.ETR 25 | 2023-10-26 14:51
FP-01-PM1-COT-T192-A057 | PM1.COT.T/AGT/M | 2023-10-26 14:51
FP-01-PM1-COT-T193-A058 | PM1.COT.T(DIS)/AGT/M | 2023-10-26 14:52
FP-01-PM1-COT-T194-A059 | PM1.COT.T(DST)/AGT/M | 2023-10-26 14:52
FP-01-PM1-COT-T195-A060 | PM1.COT.T(CS)/AGT/M | 2023-10-26 14:52
FP-01-PM1-COT-T196-A061 | PM1.COT.T(LBR)/AGT/M | 2023-10-26 14:52
FP-01-PM1-COT-T197-A062 | PM1.COT.T(OBA)/AGT/M | 2023-10-26 14:52
FP-01-PM1-COT-T198-A063 | PM1.COT.T(HRD)/AGT/M | 2023-10-26 14:52
FP-01-PM1-COT-T199-A064 | PM1.COT.T(ATF)/AGT/M | 2023-10-26 14:52
FP-01-PM1-COT-T200-A065 | PM1.COT.T(STR)/AGT/M | 2023-10-26 14:52
FP-01-PM1-COT-T201-A066 | PM1.COT.T(DYE)/AGT/M | 2023-10-26 14:52
FP-01-PM1-COT-T202-A067 | PM1.COT.T(BIO)/AGT/M | 2023-10-26 14:52
FP-01-PM1-COT-T204-A069 | PM1.COT.T(CMC)2/AGT/M | 2023-10-26 14:52
FP-01-PM1-COT-T206-A071 | PM1.COT.T(STA)1/AGT/M | 2023-10-26 14:52
FP-01-PM1-COT-T207-A072 | PM1.COT.T(STA)2AGT/M | 2023-10-26 14:52
FP-01-PM1-COT-T208-A073 | PM1.COT.T(DEL)/AGT/M | 2023-10-26 14:52
FP-01-PM1-COT-T209-A074 | PM1.COT.T1/AGT/M | 2023-10-26 14:52
FP-01-PM1-COT-T210-A075 | PM1.COT.T4/AGT/M | 2023-10-26 14:52
FP-01-FN1-CUT-SC05-5CU1-CC01 | FN1.SC05.5CU1/CC01/M | 2023-10-26 14:52
FP-01-PM1-COT-T213-A078 | PM1.COT.T2/AGT/M | 2023-10-26 14:52
FP-01-PM1-COT-T214-A079 | PM1.COT.T3/AGT/M | 2023-10-26 14:52
FP-01-PM1-COT-T209-P209 | PM1.COT.T1/P(MN)1/M | 2023-10-26 14:52
FP-01-PM1-COT-T211-P212 | PM1.COT.T5/P1/M | 2023-10-26 14:52
FP-01-PM1-COT-T212-P214 | PM1.COT.T6/P(MN)1/M | 2023-10-26 14:52
FP-01-PM1-COT-T212-P215 | PM1.COT.T6/P(MN)2/M | 2023-10-26 14:52
FP-01-PM1-EFF-T265-P276 | PM1.EFF.PIT2/P1/M | 2023-10-26 14:52
FP-01-PM1-HOO-BUR2-BL11 | PM1.HOO.BUR2/FDF/M | 2023-10-26 14:52
FP-01-PM1-HOO-ECO1-BL12 | PM1.HOO.ECO1/FDF/M | 2023-10-26 14:52
FP-01-PM1-HOO-ECO1-BL13 | PM1.HOO.ECO1/IDF/M | 2023-10-26 14:52
FP-01-PM1-HOO-ECO2-BL14 | PM1.HOO.ECO2/FDF/M | 2023-10-26 14:52
FP-01-PM1-HOO-BL20 | PM1.HOO.IDF1/M | 2023-10-26 14:52
FP-01-PM1-LUB-T267-P280 | PM1.LUB.T2/P2/M | 2023-10-26 14:52
FP-01-PM1-LUB-T269-P283 | PM1.LUB.T4/P1/M | 2023-10-26 14:52
FP-01-PM1-LUB-T269-P284 | PM1.LUB.T4/P2/M | 2023-10-26 14:52
FP-01-PM1-LUB-T270-P285 | PM1.LUB.T5/P1/M | 2023-10-26 14:52
FP-01-PM1-LUB-T270-P286 | PM1.LUB.T5/P2/M | 2023-10-26 14:52
FP-01-PM1-LUB-T272-P289 | PM1.LUB.T7/P1/M | 2023-10-26 14:52
FP-01-PM1-LUB-T272-P290 | PM1.LUB.T7/P2/M | 2023-10-26 14:52
FP-01-PM1-MCS-BL08 | PM1.MCS.BLW2/M | 2023-10-26 14:52
FP-01-PM1-WRS-T102-P138 | PM1.SWR.C1/P1/M | 2023-10-26 14:52
FP-01-PM1-WRS-T102-P139 | PM1.SWR.C1/P2/M | 2023-10-26 14:52
FP-01-PM1-WRS-T102-P140 | PM1.SWR.C1/P3/M | 2023-10-26 14:52
FP-01-SP1-ONP-T260-P292 | SP1.ONP/T(SW)/P/M | 2023-10-26 14:52
FP-01-PM1-WRS-T102-P142 | PM1.SWR.C1/P5/M | 2023-10-26 14:52
FP-01-PM1-WRS-T105-P145 | PM1.CWR.T2.P1/M | 2023-10-26 14:52
FP-01-PM1-WRS-T105-P146 | PM1.CWR.T2/P2/M | 2023-10-26 14:52
FP-01-PM1-COT-T211-P213 | PM1.COT.T5/P2/M | 2023-10-26 14:52
FP-01-PM1-WET-FOR1-EV02 | PM1.F1.HB/ER2/GM/M | 2023-10-26 14:52
FP-01-PM1-WET-FORM | PM1.WET.FORM/M | 2023-10-26 14:52
FP-01-PM1-LUB-T268-P269 | PM1.LUB.T3/P3/M | 2023-10-26 14:52
FP-01-PM1-LUB-T268-P270 | PM1.LUB.T3/P4/M | 2023-10-26 14:52
FP-01-PM1-WET-FOR1-EV01 | PM1.F1.HB/ER1/GM/M | 2023-10-26 14:52
FP-01-PM1-EFF-T264-P274 | PM1.EFF.PIT1/P1/M | 2023-10-26 14:52
FP-01-PM1-HOO-ECO2-BL15 | PM1.HOO.ECO2/IDF/M | 2023-10-26 14:52
FP-01-PM1-HOO-BL28 | PM1.EXHAUST FAN 2/M | 2023-10-26 14:52
FP-01-PM1-WET-FOR4-HB04 | PM1.F4.HB/SW(R)/GM/M | 2023-10-26 14:52
FP-01-PM1-MCS-BL07 | PM1.MCS.BLW1/M | 2023-10-26 14:52
FP-01-PM1-HOO-BL27 | PM1.EXHAUST FAN 1/M | 2023-10-26 14:52
FP-01-PM1-HOO-BUR1-BL10 | PM1.HOO.BUR1/FDF/M | 2023-10-26 14:52
FP-01-PM1-REL-PPRL | PM1.PPR.ARMS/GB/M | 2023-10-26 14:52
FP-01-PM1-WRS-T101-P136 | PM1.SWR.T1/P1/M | 2023-10-26 14:52
FP-01-PM1-WRS-T101-P137 | PM1.SWR.T1/P2/M | 2023-10-26 14:52
FP-01-PM1-WRS-T105-P147 | PM1.CWR.T2/P3/M | 2023-10-26 14:52
FP-01-PM1-WRS-T105-P148 | PM1.CWR.T2/P4/M | 2023-10-26 14:53
FP-01-PM1-WRS-T105-P149 | PM1.CWR.T2/P5/M | 2023-10-26 14:53
FP-01-PM1-WRS-FOR1 | PM1.F1.SW(O)2/M | 2023-10-26 14:53
FP-01-PM1-WRS-FOR3 | PM1.F3.SW(O)2/M | 2023-10-26 14:53
FP-01-PM1-PMA-CRN1-HST1 | PM1.CRN.DEMAG 10T(U)/GB/M | 2023-10-26 14:53
FP-01-PM1-PMA-CRN1-HST2 | PM1.CRN.DEMAG 10T(S)/GB/M | 2023-10-26 14:53
FP-01-PM1-COT-T211-A076 | PM1.COT.T5/AGT/M | 2023-10-26 14:53
FP-01-PM1-COT-T204-P206 | PM1.COT.T(CMC)1/P1/M | 2023-10-26 14:53
FP-01-PM1-COT-CRN1-HST1 | PM1.CRN.HTC 2T/GB/M | 2023-10-26 14:53
FP-01-PM1-COT-CRN2-HST1 | PM1.CRN.DEMAG 1.6T/GB/M | 2023-10-26 14:53
FP-01-PM1-COT-T192-P363 | PM1.COT.T(BIN)/P1 | 2023-10-26 14:53
FP-01-PM1-COT-SR44 | PM1.COT.ETR 26 | 2023-10-26 14:53
FP-01-PM1-STA-T241-A093 | CH1.STA.T10/AGT/M | 2023-10-26 14:53
FP-01-PM1-STC-T261-P249 | PM1.STC.SLCR/P1/M | 2023-10-26 14:53
FP-01-FN1-CUT-RWD1 | FIN1.YUELI.BLW(TRIM)/M | 2023-10-26 14:53
FP-01-FN1-CUT-SC05-5CU1-BL04 | FN1.SC05.5CU1.BL04/M | 2023-10-26 14:53
FP-01-FN1-CUT-RWD1 | FIN1.YUELI.UNWINDER/BLW DC/M | 2023-10-26 14:53
FP-01-FN1-CUT-RWD1 | FIN1.YUELI.UNWINDER/M | 2023-10-26 14:53
FP-01-FN1-CUT-SC01-CRN1-HST1 | SIMPLEX 1.9/HOISKONE 3.2T/GB/M | 2023-10-26 14:53
FP-01-FN1-CUT-SC02-CRN1-HST1 | SIMPLEX 2.6/HOISDEMAG 4T/GB/M | 2023-10-26 14:53
FP-01-FN1-CUT-SC02 | SIMPLEX 2.6/LAYBOY/BLW2/M | 2023-10-26 14:53
FP-01-FN1-CUT-SC02 | SIMPLEX 2.6/MAIN M/M | 2023-10-26 14:53
FP-01-FN1-LUB-T353-P376 | SIMPLEX 2.6/T(OS)/P1/M | 2023-10-26 14:53
FP-01-FN1-CUT-SC03 | SIMPLEX 2.8/BLW(TRIM)/M | 2023-10-26 14:53
FP-01-FN1-CUT-SC03-CRN1-HST1 | SIMPLEX 2.8/HOIS DEMAG 5T/GB/M | 2023-10-26 14:53
FP-01-FN1-CUT-SC03 | SIMPLEX 2.8/LAYBOY/BLW/M | 2023-10-26 14:53
FP-01-FN1-CUT-SC03 | SIMPLEX 2.8/MAIN M/M | 2023-10-26 14:53
FP-01-FN1-LUB-T354-P378 | SIMPLEX 2.8/T(OS)/P1/M | 2023-10-26 14:53
FP-01-FN1-CUT-SC04 | DUPLEX 3.6/BLW DC/M | 2023-10-26 14:53
FP-01-FN1-CUT-SC04 | DUPLEX 3.6/VAC BLW/M | 2023-10-26 14:53
FP-01-FN1-CUT-SC04-CRN1-HST1 | DUPLEX 3.6/HOIST 1 KONE 8T/GB | 2023-10-26 14:53
FP-01-FN1-CUT-SC04-CRN1-HST2 | DUPLEX 3.6/HOIST 2 KONE 8T/GB | 2023-10-26 14:53
FP-01-FN1-CUT-SC04 | DUPLEX 3.6/MAIN GB/M | 2023-10-26 14:53
FP-01-FN1-CUT-SC04 | DUPLEX 3.6/SLIT (BT)/M | 2023-10-26 14:53
FP-01-FN1-CUT-WRP1 | WRAPPING 1/OPTR TABLE/M | 2023-10-26 14:53
FP-01-FN1-CUT-WRP2 | WRAPPING 2/HP4-17/M | 2023-10-26 14:53
FP-01-FN1-CUT-WRP2 | WRAPPING 2/HP4-18/M | 2023-10-26 14:53
FP-01-FN1-CUT-WRP1 | WRAPPING 1/HP4-13/M | 2023-10-26 14:53
FP-01-FN1-CUT-WRP1 | WRAPPING 1/HP4-14/M | 2023-10-26 14:53
FP-01-FN1-HYD-T351-P373 | FN1.HYD.CUT.SC03/UN.W/HP4-02/M | 2023-10-26 14:53
FP-01-FN1-CUT-SC04 | DUPLEX 3,6/HP4-03/M | 2023-10-26 14:53
FP-01-FN1-CUT-RWD1 | FIN1.YUELI.CRANE DEMAG 8T/LT/M-Ut | 2023-10-26 14:53
FP-01-FN1-CUT-RWD1 | FIN1.YUELI.CRANE DEMAG 8T/LT/M-Se | 2023-10-26 14:53
FP-01-FN1-HYD-T350-P372 | FN1.HYD.SC02/LIFT.TBLE/HP4-01B | 2023-10-26 14:53
FP-01-FN1-HYD-T350-P371 | FN1.HYD.SC02/LIFT.TBLE/HP4-01A | 2023-10-26 14:53
FP-01-FN1-CUT-SC02 | SIMPLEX 2.6/C.DEMAG 4T/LT/M | 2023-10-26 14:53
FP-01-FN1-HYD-T352-P374 | FN1.HYD.SC03/LIFT.TBLE/HP4-03A | 2023-10-26 14:53
FP-01-FN1-HYD-T352-P375 | FN1.HYD.SC03/LIFT.TBLE/HP4-03B | 2023-10-26 14:53
FP-01-FN1-CUT-SC03 | SIMPLEX 2.8/C.DEMAG 5T/LT/M | 2023-10-26 14:53
FP-01-FN1-CUT-SC04 | DUPLEX 3.6/C.HOIST KONE 15T/M | 2023-10-26 14:53
FP-01-FN1-CUT-SC04 | DUPLEX 3.6/C.KONE 15T/LT/M1(N) | 2023-10-26 14:53
FP-01-FN1-CUT-SC04 | DUPLEX 3.6/KONE 15T/LT/M2(S)/M | 2023-10-26 14:53
FP-01-FN1-PRS-BALL | FIN1.BALLING PRESS/HYD.PMP/M | 2023-10-26 14:53
FP-01-FN1-CUT-RWD1 | FIN1.YULIE.PAPER ROLL DRIVE/M | 2023-10-26 14:53
FP-01-FN1-CUT-SC04 | DUPLEX 3.6/BLW(TRIM)/M | 2023-10-26 14:53
FP-01-FN1-CUT-SC03 | SIMPLEX 2.8/LAYBOY/BLW DS/M | 2023-10-26 14:53
FP-01-FN1-CUT-SC03 | SIMPLEX 2.8/LAYBOY/BLW TS/M | 2023-10-26 14:53
FP-01-FN1-CUT-WRPR-CRN1 | FIN1.WRPR.CRN.5TON/GB/M | 2023-10-26 14:53
FP-01-FN1-CUT-WRP3-FC01-RC01 | FN1.WRP3.FC01.RC01/R1/GM/M | 2023-10-26 14:53
FP-01-FN1-CUT-WRP3-FD01-WFR1 | FN1.WRP3.FD01.WFR1/R/GM/M | 2023-10-26 14:53
FP-01-FN1-CUT-WRP3-SF01-RC18 | FN1.WRP3.SF01.RC18/R1/GM/M | 2023-10-26 14:54
FP-01-FN1-HYD-T356-P377 | FN1.HYD.WRP3.T356.P377/P/M | 2023-10-26 14:54
FP-01-FN1-CUT-WRP3-SS01-LF03 | FN1.WRP3.SS01.LF03/L.CN/GM-M | 2023-10-26 14:54
FP-01-FN1-CUT-WRP3-SS01-LF02 | FN1.WRP3.SS01.LF02/LIFTER/GM-M | 2023-10-26 14:54
FP-01-FN1-CUT-WRP3-SS01-LF03 | FN1.WRP3.SS01.LF03/LIFTER/GM/M | 2023-10-26 14:54
FP-01-FN1-CUT-WRP3-SD01-CN4A | FN1.WRP3.SD01.CN4A/FS/GM/M | 2023-10-26 14:54
FP-01-FN1-CUT-WRP3-GD01-RWS1 | FN1.WRP3.GD01.RWS1/R.UN/GM/M | 2023-10-26 14:54
FP-01-FN1-CUT-WRP3-GD01-RWS2 | FN1.WRP3.GD01.RWS2/R.UN/GM/M | 2023-10-26 14:54
FP-01-FN1-CUT-WRP3-FD01-TRC1 | FN1.WRP3.FD01.TRC1/TRIM/GM-M | 2023-10-26 14:54
FP-01-FN1-CUT-WRP2 | FN1.CUT.WRP2.PENDAYUNG/M | 2023-10-26 14:54
FP-01-FN1-CUT-SC05-3DU1-DJ1A | FN1.SC05.3DU1/DJ1A/GM/M | 2023-10-26 14:54
FP-01-FN1-CUT-SC05-3DU1-DJ1B | FN1.SC05.3DU1/DJ1B/GM/M | 2023-10-26 14:54
FP-01-FN1-CUT-SC05-4DU2-DJ2A | FN1.SC05.4DU2/DJ1B/GM/M | 2023-10-26 14:54
FP-01-FN1-CUT-SC05-4DU2-DJ2B | FN1.SC05.4DU2/DJ2B/GM/M | 2023-10-26 14:54
FP-01-FN1-CUT-SC05-5CU1-MD01 | FN1.SC05.5CU1/MD01/M.FAN | 2023-10-26 14:54
FP-01-FN1-CUT-SC05-5CU1-CC02 | FN1.SC05.5CU1/CC02/M.FAN | 2023-10-26 14:54
FP-01-FN1-CUT-SC05-5CU1-CC01 | FN1.SC05.5CU1/CC01/M.FAN | 2023-10-26 14:54
FP-01-FN1-CUT-SC05-6CN2-BL02 | FN1.SC05.6CN2/BL02/M | 2023-10-26 14:54
FP-01-FN1-CUT-SC05-6CN2-SB01 | FN1.SC05.6CN2/SB01/GM/M | 2023-10-26 14:54
FP-01-FN1-CUT-SC05-6CN2-TF01 | FN1.SC05.6CN2/TF01/GM/M | 2023-10-26 14:54
FP-01-FN1-CUT-SC05-6CN2-LF01 | FN1.SC05.6CN2/LF01/GM/M | 2023-10-26 14:54
FP-01-FN1-CUT-SC05-6CN2-BL03 | FN1.SC05.6CN2/BL03/M | 2023-10-26 14:54
FP-01-PM1-CAL-CAL3-CYL1 | PM1.GC.CYL/DO/M | 2023-10-26 14:54
FP-01-PM1-COT-COAT-BKR1 | PM1.COT.JB/BKR/GB/M | 2023-10-26 14:54
FP-01-PM1-COT-FU05 | PM1.COT.FIC2/GM/M | 2023-10-26 14:54
FP-01-PM1-STA-T250-A113 | PM1.STA.T17/A/M | 2023-10-26 14:54
FP-01-PM1-COT-T212-A077 | PM1.COT.T6/AGT/M | 2023-10-26 14:54
FP-01-PM1-LUB-T268 | PM1.LUB.T3/OFF.LINE/P/M | 2023-10-26 14:54
FP-01-SP1-WRS-T098-P130 | SP1.WF.C1/P5/M | 2023-10-26 14:54
FP-01-SP1-WRS-T098-P126 | SP1.WF.C1/P1/M | 2023-10-26 14:54
FP-01-SP1-CLD-T021-P032 | SP1.CL.C19/P1/M | 2023-10-26 14:54
FP-01-SP1-BKP-T095-P124 | SP1.BK.C2/P1/M | 2023-10-26 14:54
FP-01-SP1-WRS-T099-P132 | SP1.WF.C2/P2/M | 2023-10-26 14:54
FP-01-SP1-WRS-T099-P131 | SP1.WF.C2/P1/M | 2023-10-26 14:54
FP-01-SP1-WRS-T100-P134 | SP1.WF.C3/P2/M | 2023-10-26 14:54
FP-01-SP1-WRS-T098-P129 | SP1.WF.C1/P4/M | 2023-10-26 14:54
FP-01-SP1-WRS-T100-P133 | SP1.WF.C3/P1/M | 2023-10-26 14:54
FP-01-SP1-WRS-T098-P128 | SP1.WF.C1/P3/M | 2023-10-26 14:54
FP-01-PM1-LUB-T267-P279 | PM1.LUB.T2/P1/M | 2023-10-26 14:54
FP-01-SP1-OCC-T103-A019 | SP1.MW.C5A/AGT2/M | 2023-10-26 14:54
FP-01-PM1-WET-FOR4 | PM1.COT.FLC/CTM | 2023-10-26 14:54
FP-01-CH1-WGS-T300-P324 | CH1.WG.T1&2/P1/M | 2023-10-26 14:54
FP-01-PM1-WET-HP02-FR03 | PM1.HP2.FR3(S)/M | 2023-10-26 14:54
FP-01-SP1-OCC-T117-P085 | SP1.MW.T8/P2/M | 2023-10-26 14:54
FP-01-SP1-OCC-T117-P356 | SP1.MW.T8/P3/M | 2023-10-26 14:54
FP-01-SP1-OCC-T117-P078 | SP1.MW.T8/P1/M | 2023-10-26 14:54
FP-01-SP1-MXW-CN05 | SP1.CON5/GB/M | 2023-10-26 14:54
FP-01-CH1-ALM-T289-P309 | CH1.ALM.T2/P1/M | 2023-10-26 14:54
FP-01-CH1-ALM-T289-P310 | CH1.ALM.T2/P2/M | 2023-10-26 14:54
FP-01-CH1-DIN-T291-P313 | CH1.DIN.T1/P1/M | 2023-10-26 14:54
FP-01-CH1-CLA-T294-P317 | CH1.CLA.T2/P1/M(CLARIFLOCK) | 2023-10-26 14:54
FP-01-CH1-HPO-T295-P319 | CH1.HPO.T1/P2/M | 2023-10-26 14:54
FP-01-CH1-CSD-T296-P320 | CH1.CS.T2/P(DS)1/M | 2023-10-26 14:54
FP-01-CH1-CSD-T296-P321 | CH1.CS.T2/P(DS)2/M | 2023-10-26 14:54
FP-01-CH1-WGS-T297-P322 | CH1.WG.T3/P1/M | 2023-10-26 14:54
FP-01-CH1-ALM-T289-A100 | CH1.ALM.T2/AGT/M | 2023-10-26 14:54
FP-01-CH1-CLA-T293-A102 | CH1.CLA.T1/AGT/GM(CLARIFLOCK) | 2023-10-26 14:54
FP-01-CH1-WGS-T297-A106 | CH1.WG.T3/AGT/M | 2023-10-26 14:54
FP-01-CH1-ALM-T301-P325 | CH1.ALM.T1/P1/M | 2023-10-26 14:54
FP-01-CH1-STA-T325-P344 | CH1.CM1&2/P2/M(STORAGE TANK) | 2023-10-26 14:54
FP-01-CH1-STA-T324-A108 | CH1.CM1$2 AGT/M | 2023-10-26 14:55
FP-01-CH1-STA-T233-A086 | CH1.STA.T2/AGT/M | 2023-10-26 14:55
FP-01-CH1-STA-T234-A087 | CH1.STA.T3/AGT/M | 2023-10-26 14:55
FP-01-CH1-STA-T233-P237 | CH1.STA.T2/P1/M | 2023-10-26 14:55
FP-01-CH1-STA-T233-P238 | CH1.STA.T2/P2 | 2023-10-26 14:55
FP-01-CH1-STA-T234-P239 | CH1.STA.T3/P1/M | 2023-10-26 14:55
FP-01-CH1-STA-T234-P240 | CH1.STA.T3/P2/M | 2023-10-26 14:55
FP-01-CH1-STA-T328-P349 | CH1.NEW STORAGE.T/P1/M | 2023-10-26 14:55
FP-01-CH1-STA-T324-P341 | CH1.CM1&2/P1/M(MIXING TANK) | 2023-10-26 14:55
FP-01-CH1-STA-T232-P236 | CH1.STA.T1/P1/M | 2023-10-26 14:55
FP-01-SP1-EFF-P347 | SP1.EFF.T347.P347/M | 2023-10-26 14:55
FP-01-PM1-DRY-GRP1-DC03 | PM1.G1.DYC3/DR | 2023-10-26 14:55
FP-01-PM1-DRY-GRP1-DC04 | PM1.G1.DYC4/DR | 2023-10-26 14:55
FP-01-PM1-DRY-GRP1-DC05 | PM1.G1.DYC5/DR | 2023-10-26 14:55
FP-01-PM1-DRY-GRP2-DC08 | PM1.G2.DYC8/DR | 2023-10-26 14:55
FP-01-PM1-DRY-GRP2-DC12 | PM1.G2.DYC12/DR | 2023-10-26 14:55
FP-01-PM1-DRY-GRP2-DC14 | PM1.G2.DYC14/DR | 2023-10-26 14:55
FP-01-PM1-PMA-CRN1-LTR1 | PM1.CRN.DEMAG 10T(U)/LT1/GM | 2023-10-26 14:55
FP-01-PM1-PMA-CRN1-LTR2 | PM1.CRN.DEMAG 10T(S)/LT2/GM | 2023-10-26 14:55
FP-01-PM1-PMA-CRN1-XTR1 | PM1.CRN.DEMAG 10T(U)/CT1/GM | 2023-10-26 14:55
FP-01-CH1-COT-SPLY-P334 | SUPLY PUMP FMT 60/M | 2023-10-26 14:55
FP-01-CH1-COT-T219-P220 | PM1.COT.T(CA)3/P1/M | 2023-10-26 14:55
FP-01-CH1-COT-T315-P330 | PM1.COT.T(CACO3)/(FMT)/P1/M | 2023-10-26 14:55
FP-01-CH1-COT-T215-P216 | PM1.COT.T(LX)1/P(MN)1/M | 2023-10-26 14:55
FP-01-CH1-COT-T216-P219 | PM1.COT.T(LX)2/P(MN)2/M | 2023-10-26 14:55
FP-01-CH1-COT-T216-P218 | PM1.COT.T(LX)2/P(MN)1/M | 2023-10-26 14:55
FP-01-CH1-COT-T220-A083 | PM1.COT.T(CA)4/AGT/M | 2023-10-26 14:55
FP-01-CH1-COT-T217-A080 | PM1.COT.T(CA)1/AGT/GM | 2023-10-26 14:55
FP-01-CH1-COT-T218-A081 | PM1.COT.T(CA)2/AGT/M | 2023-10-26 14:55
FP-01-CH1-ALM-T301-P326 | CH1.ALM.T1/P2/M | 2023-10-26 14:55
FP-01-SP1-EFF-T262-P272 | SP1.EFF.PIT1/P2/M | 2023-10-26 14:55
FP-01-SP1-WRS-T098-P127 | SP1.WF.C1/P2/M | 2023-10-26 14:55
FP-01-SP2-NDL-T029-A013 | SP2.ND.C4/AGT2/M | 2023-10-26 14:55
FP-01-SP2-NDL-T020-P031 | SP2.ND.C2/P1/M | 2023-10-26 14:55
FP-01-SP2-NDL-T020-A011 | SP2.ND.C2/AGT/M | 2023-10-26 14:55
FP-01-SP1-OCC-T045-A015 | SP1.MW.C1/AGT/GB/M | 2023-10-26 14:55
FP-01-SP2-OCC-T019-P030 | SP2.OC.C1/P1/M | 2023-10-26 14:55
FP-01-PM1-DRY-SZPR-SPRB | PM1.SP.R(BT)/GB/M | 2023-10-26 14:55
FP-01-PM1-WET-FOR1-FR01 | PM1.F1.FR1(S)/M | 2023-10-26 14:55
FP-01-SP1-CLD-TH24-P387 | SP.CLD.PPM300/P1/M | 2023-10-26 14:55
FP-01-SP1-CLD-TH24-P388 | SP.CLD.PPM300/P2/M | 2023-10-26 14:55
FP-01-SP1-CPO-TH02 | SP1.CP.THK2A/GM | 2023-10-26 14:55
FP-01-PM1-WET-PRS2-TCRB | PM1.P2.BOTT.SW(O)2/M | 2023-10-26 14:55
FP-01-CH1-COT-T334-A112 | PM1.COT.T(LX)3/AGT/GM | 2023-10-26 14:55
FP-01-FN1-CUT-WRPR | WRAPPING ROLL/TABLE 1/RL/GM | 2023-10-26 14:55
FP-01-FN1-CUT-WRPR | WRAPPING ROLL/TABLE 3 TS/GM | 2023-10-26 14:55
FP-01-FN1-CUT-WRPR | WRAPPING ROLL/TABLE 3 DS/GM | 2023-10-26 14:55
FP-01-FN1-CUT-WRPR | WRAPPING ROLL/UNW SAMPUL/GM | 2023-10-26 14:55
FP-01-FN1-CUT-WRP3-SS01-LF03 | FN1.WRP3.SS01.LF03/L.CN/GM | 2023-10-26 14:55
FP-01-FN1-CUT-WRP2 | WRAPPING 2/MEJA SAMPUL/GM1 | 2023-10-26 14:55
FP-01-FN1-CUT-WRP2 | WRAPPING 2/X-CUTTER/GM | 2023-10-26 14:55
FP-01-FN1-CUT-WRP2 | WRAPPING 2/MEJA SAMPUL/RL1/GM | 2023-10-26 14:55
FP-01-FN1-CUT-WRP2 | WRAPPING 2/PUSHER 1/GM | 2023-10-26 14:55
FP-01-FN1-CUT-WRP2 | WRAPPING 2/PADDLE SHEET/GM1 | 2023-10-26 14:55
FP-01-PM1-WET-FOR5-FR04 | PM1.F5.FR4(S)/GB/M | 2023-10-26 14:55
FP-01-PM1-WET-FOR1-FR01 | PM1.F1.FR1/GB/M | 2023-10-26 14:55
FP-01-PM1-WRS-FOR1 | PM1.F1.SW(O)1/M | 2023-10-26 14:55
FP-01-PM1-WRS-FOR2 | PM1.F2.SW(O)2/M | 2023-10-26 14:55
FP-01-PM1-WRS-FOR3 | PM1.F3.SW(O)1/M | 2023-10-26 14:55
FP-01-CH1-STA-T325-P343 | CH1.CM1&2/P1/M(STORAGE TANK) | 2023-10-26 14:55
FP-01-FN1-CUT-SC02 | SIMPLEX 2.6/UNW 1 TS/GM1 | 2023-10-26 14:55
FP-01-FN1-CUT-SC02 | SIMPLEX 2.6/UNW 1 DS/GM1 | 2023-10-26 14:56
FP-01-FN1-CUT-SC02 | SIMPLEX 2.6/UNW 2 DS/GM1 | 2023-10-26 14:56
FP-01-FN1-CUT-SC02 | SIMPLEX 2.6/UNW 2 TS/GM1 | 2023-10-26 14:56
FP-01-FN1-CUT-RWD1 | FIN1.YUELI.UNW/GM | 2023-10-26 14:56
FP-01-PM1-CAL-CAL3-CYL1 | PM1.GC.CYL/GB/M | 2023-10-26 14:56
FP-01-CH1-COT-T315-A107 | PM1.COT.T(CACO3)/(FMT)/AGT/GM | 2023-10-26 14:56
FP-01-CH1-HPO-T295-P318 | CH1.HPO.T1/P1/M | 2023-10-26 14:56
FP-01-CH1-ALM-T290-P311 | CH1.ALM.T3/P1/M | 2023-10-26 14:56
FP-01-CH1-DIN-T291-A101 | CH1.DIN.T1/AGT/M | 2023-10-26 14:56
FP-01-CH1-CLA-T293-P316 | CH1.CLA.T1/P1/M(CLARIFLOCK) | 2023-10-26 14:56
FP-01-CH1-CSD-T283-P303 | CH1.CS.T3/P1/M | 2023-10-26 14:56
FP-01-CH1-WGS-T286-P306 | CH1.WG.T5/P(DS)1/M | 2023-10-26 14:56
FP-01-SP1-CLD-TH19 | SP1.CL.THK2/SW(O)/GM | 2023-10-26 14:56
FP-01-SP1-CPO-TH01 | SP1.CP.THK1/SW(O)/GM | 2023-10-26 14:56
FP-01-PM1-WRS-FOR5 | PM1.F5.SW(O)2/M | 2023-10-26 14:56
FP-01-FN1-CUT-RWD1 | FIN1.YUELI.RDR/M | 2023-10-26 14:56
FP-01-FN1-CUT-RWD1 | FIN1.YUELI.FDR/BLW DC/M | 2023-10-26 14:56
FP-01-FN1-CUT-RWD1 | FIN1.YUELI.FDR/M | 2023-10-26 14:56
FP-01-FN1-CUT-RWD1 | FIN1.YUELI.RDR/BLW DC/M | 2023-10-26 14:56
FP-01-FN1-CUT-SC05-6CN2-SB02 | FN1.SC05.6CN2/SB02/GM/M | 2023-10-26 14:56
FP-01-FN1-HYD-T360-P383 | FN1.HYD.T360-P383/M | 2023-10-26 14:56
FP-01-FN1-HYD-T360-P384 | FN1.HYD.T360-P384/M | 2023-10-26 14:56
FP-01-PM1-WET-FOR2-CM01 | PM1.F2.CM01/GB/M | 2023-10-26 14:56
FP-01-PM1-DRY-GRP4 | PM1.G4.GB/M | 2023-10-26 14:56
FP-01-PM1-CAL-CAL1-TPR1 | PM1.MC.R(TP)/GB/M | 2023-10-26 14:56
FP-01-PM1-CAL-CAL3-TCR2 | PM1.GC.TCR2/GB/M | 2023-10-26 14:56
FP-01-PM1-CAL-CAL3-TCR1 | PM1.GC.TCR1/GB/M | 2023-10-26 14:56
FP-01-PM1-DRY-CCYL | PM1.CCY.CYL/GB/M | 2023-10-26 14:56
FP-01-PM1-WET-PRS3-PSRB | PM1.P3.PSR(BT)/GB/M | 2023-10-26 14:56
FP-01-PM1-DRY-GRP2 | PM1.G2.GB/M | 2023-10-26 14:56
FP-01-PM1-DRY-GRP6 | PM1.G6.GB/M | 2023-10-26 14:56
FP-01-PM1-REL-PPRL-CYL1 | PM1.PPR.CYL/GB/M | 2023-10-26 14:56
FP-01-PM1-DRY-GRP1 | PM1.G1.GB/M | 2023-10-26 14:56
FP-01-PM1-DRY-GRP3 | PM1.G3.GB/M | 2023-10-26 14:56
FP-01-PM1-DRY-GRP5 | PM1.G5.GB/M | 2023-10-26 14:56
FP-01-PM1-DRY-SZPR-SPRT | PM1.SP.R(TP)/GB/M | 2023-10-26 14:56
FP-01-PM1-WET-FOR4-CM01 | PM1.F4.CM01/GB/M | 2023-10-26 14:56
FP-01-PM1-WET-FOR1-CM01 | PM1.F1.CM01/GB/M | 2023-10-26 14:56
FP-01-PM1-WET-HP02-TCR2 | PM1.P2.CRR(S)/GB/M | 2023-10-26 14:56
FP-01-PM1-WET-HP01-TCR1 | PM1.HP1.TCR1/GB/M | 2023-10-26 14:56
FP-01-PM1-WET-PRS1-PSRB | PM1.P1.SR(BT)/GB/M | 2023-10-26 14:56
FP-01-PM1-WET-PRS2-CRR1 | PM1.P2.CRR(S)/GB/M | 2023-10-26 14:56
FP-01-PM1-WET-PRS2-TCRB | PM1.P2.TCR(BT)/GB/M | 2023-10-26 14:56
FP-01-PM1-WET-PRS3-PSRT | PM1.P3.PSR(TP)/GB/M | 2023-10-26 14:56
FP-01-PM1-WRS-FOR2 | PM1.F2.SW(O)1/M | 2023-10-26 14:56
FP-01-PM1-WRS-FOR4 | PM1.F4.SW(O)1/M | 2023-10-26 14:56
FP-01-PM1-WRS-FOR5 | PM1.F5.SW(O)1/M | 2023-10-26 14:56
FP-01-PM1-WET-PRS1-PSRT | PM1.P1.SR(TP)/GB/M | 2023-10-26 14:56
FP-01-PM1-CAL-CAL2 | PM1.HMC.R(TP)/GB/M | 2023-10-26 14:56
FP-01-PM1-WET-FOR5-CM01 | PM1.F5.CM01/GB/M | 2023-10-26 14:56
FP-01-PM1-WET-FOR3-CM01 | PM1.F3.CM01/GB/M | 2023-10-26 14:56
FP-01-FN1-CUT-WRP1 | WRAPPING 1/BELT CON6/GM | 2023-10-26 14:56
FP-01-FN1-LUB-T355-P379 | DUPLEX 3.6/T1(OS)/P1/M | 2023-10-26 14:56
FP-01-FN1-CUT-WRP1 | WRAPPING 1/PADDLE SHEET/GM1 | 2023-10-26 14:56
FP-01-FN1-LUB-T355-P380 | DUPLEX 3.6/T1(OS)/P2/M | 2023-10-26 14:56
FP-01-FN1-CUT-SC04 | DUPLEX 3.6/FORMAT 1/GM | 2023-10-26 14:56
FP-01-FN1-CUT-SC04 | DUPLEX 3.6/FORMAT 2/GM | 2023-10-26 14:56
FP-01-FN1-CUT-SC04 | DUPLEX 3.6/UNW 1/GM | 2023-10-26 14:56
FP-01-FN1-CUT-SC04 | DUPLEX 3.6/UNW 2/GM | 2023-10-26 14:56
FP-01-FN1-CUT-SC04 | DUPLEX 3.6/GARPU LAYBOY/GM | 2023-10-26 14:56
FP-01-FN1-CUT-SC04 | DUPLEX 3.6/BELT CON S/U-GM | 2023-10-26 14:57
FP-01-FN1-CUT-SC04 | DUPLEX 3.6/OVER LAP/GB/M | 2023-10-26 14:57
FP-01-SP1-WRS-T098-P291 | SP1.WRS.T098.P291/P.SEAL_WTR/M | 2023-10-26 14:57
FP-01-SP1-OCC-T363-P389 | SP1.OCC.T363.P389/P/M | 2023-10-26 14:57
FP-01-SP1-EFF-T263-P273 | SP1.EFF.PIT2/P1/M | 2023-10-26 14:57
FP-01-SP1-CPO-TH08-SCRF | SP1.CP.THK5A(SCREW)/GM | 2023-10-26 14:57
FP-01-CH1-CLA-T294-A103 | CH1.CLA.T2/AGT/M(CLARIFLOCK) | 2023-10-26 14:57
FP-01-CH1-COT-T218-P221 | PM1.COT.T(CA)2/P1/M | 2023-10-26 14:57
FP-01-SP1-CPO-TH23-CLAR | SP1.CP.KROFTA/GM1 | 2023-10-26 14:57
FP-01-FN1-CUT-SC02 | SIMPLEX 2.6/UNW 2 DS/GM2 | 2023-10-26 14:57
FP-01-FN1-CUT-SC02 | SIMPLEX 2.6/FORMAT/GM2 | 2023-10-26 14:57
FP-01-FN1-CUT-SC02 | SIMPLEX 2.6/FORMAT/GM1 | 2023-10-26 14:57
FP-01-FN1-CUT-SC02 | SIMPLEX 2.6/GARPU LAYBOY/GM | 2023-10-26 14:57
FP-01-FN1-CUT-SC02 | SIMPLEX 2.6/DECULER ROLL/GM | 2023-10-26 14:57
FP-01-FN1-CUT-SC04 | DUPLEX 3.6/CONVEYOR/M | 2023-10-26 14:57
FP-01-FN1-CUT-WRP3-FD01-RC06 | FN1.WRP3.FD01.RC06/R1/GM/M | 2023-10-26 14:57
FP-01-FN1-CUT-WRP3-GD01-RC09 | FN1.WRP3.GD01.RC09/R1/GM/M | 2023-10-26 14:57
FP-01-FN1-CUT-SC05-6CN2-BL01 | FN1.SC05.6CN2/BL01/M | 2023-10-26 14:57
FP-01-FN1-CUT-SC05-6CN2-RG01 | FN1.SC05.6CN2/RG01/M | 2023-10-26 14:57
FP-01-CH1-CSD-T307-P329 | CH1.CS.T9/P1/M | 2023-10-26 14:57
FP-01-CH1-COT-SPLY-P332 | SUPLY PUMP LATEX DPL/M | 2023-10-26 14:57
FP-01-CH1-COT-SPLY-P333 | SUPLY PUMP FMT 97/M | 2023-10-26 14:57
FP-01-CH1-COT-SPLY-P335 | SUPLY PUMP FILLER/M | 2023-10-26 14:57
FP-01-CH1-COT-T215-P217 | PM1.COT.T(LX)1/P(MN)2/M | 2023-10-26 14:57
FP-01-CH1-COT-T217-P223 | PM1.COT.T(CA)1/P1&P2/M | 2023-10-26 14:57
FP-01-CH1-COT-T315-P222 | PM1.COT.T(CACO3)/(FMT)/P2/M | 2023-10-26 14:57
FP-01-CH1-COT-T219-A082 | PM1.COT.T(CA)3/AGT/M | 2023-10-26 14:57
FP-01-FN1-CUT-SC02 | SIMPLEX 2.6/UNW 1 DS/GM2 | 2023-10-26 14:57
FP-01-FN1-CUT-SC02 | SIMPLEX 2.6/UNW 1 TS/GM2 | 2023-10-26 14:57
FP-01-FN1-CUT-SC03 | SIMPLEX 2.8/DECULER ROLL 2/GM | 2023-10-26 14:57
FP-01-FN1-CUT-SC02 | SIMPLEX 2.6/UNW 1 DS/GM2 | 2023-10-26 14:57
FP-01-FN1-CUT-SC03 | SIMPLEX 2.8/FORMAT/GM1 | 2023-10-26 14:57
FP-01-FN1-CUT-SC03 | SIMPLEX 2.8/FORMAT/GM2 | 2023-10-26 14:57
FP-01-FN1-CUT-SC03 | SIMPLEX 2.8/DECULER ROLL 1/GM | 2023-10-26 14:57
FP-01-FN1-CUT-SC03 | SIMPLEX 2.8/GARPU LAYBOY/GM | 2023-10-26 14:57
FP-01-FN1-CUT-WRP1 | WRAPPING 1/BELT CON1/GM | 2023-10-26 14:57
FP-01-FN1-CUT-WRP1 | WRAPPING 1/CON1/GM | 2023-10-26 14:57
FP-01-FN1-CUT-WRP1 | WRAPPING 1/BELT CON2/GM | 2023-10-26 14:57
FP-01-FN1-CUT-WRP1 | WRAPPING 1/BELT CON3/GM | 2023-10-26 14:57
FP-01-FN1-CUT-WRP1 | WRAPPING 1/BELT CON4/GM | 2023-10-26 14:57
FP-01-FN1-CUT-WRP1 | WRAPPING 1/BELT CON5/GM | 2023-10-26 14:57
FP-01-FN1-CUT-WRP1 | WRAPPING 1/CON4/GM | 2023-10-26 14:57
FP-01-FN1-CUT-WRP1 | WRAPPING 1/PADDLE SHEET/GM2 | 2023-10-26 14:57
FP-01-FN1-CUT-WRP1 | WRAPPING 1/PUSHER 1/GM | 2023-10-26 14:57
FP-01-FN1-CUT-WRP1 | WRAPPING 1/PUSHER 2/GM | 2023-10-26 14:57
FP-01-FN1-CUT-WRP1 | WRAPPING 1/MEJA SAMPUL/GM1 | 2023-10-26 14:57
FP-01-FN1-CUT-WRP1 | WRAPPING 1/MEJA SAMPUL/GM2 | 2023-10-26 14:57
FP-01-FN1-CUT-WRP1 | WRAPPING 1/X-CUTTER/GM | 2023-10-26 14:57
FP-01-PM1-WRS-FOR4 | PM1.F4.SW(O)2/M | 2023-10-26 14:57
FP-01-PM1-WET-PRS2 | PM1.P2.SW(O)1/M | 2023-10-26 14:57
FP-01-PM1-WET-PRS3 | PM1.P3.SW(O)1/M | 2023-10-26 14:57
FP-01-PM1-WET-PRS1 | PM1.P1.SW(O)1/M | 2023-10-26 14:57
FP-01-PM1-CAL-CAL1-TPR1 | PM1.MC.R(TP)/DR/M | 2023-10-26 14:57
FP-01-PM1-CAL-CAL2-TPR1 | PM1.HMC.R(TP)/DR/M | 2023-10-26 14:57
FP-01-PM1-CAL-CAL2-SMR1 | PM1.HMC.SMR/DR/M | 2023-10-26 14:57
FP-01-PM1-REL-PPRL-CYL1 | PM1.PPR.CYL/DR/M | 2023-10-26 14:57
FP-01-PM1-WET-HP02-TCR2 | PM1.HP2.TCR2.SW(O)/M | 2023-10-26 14:57
FP-01-FN1-CUT-WRP2 | WRAPPING 2/BELT CON6/GM | 2023-10-26 14:57
FP-01-FN1-CUT-WRP2 | WRAPPING 2/PADDLE SHEET/GM2 | 2023-10-26 14:57
FP-01-FN1-CUT-WRP2 | WRAPPING 2/PUSHER 2/GM | 2023-10-26 14:57
FP-01-FN1-CUT-WRP2 | WRAPPING 2/TABLE/GM | 2023-10-26 14:58
FP-01-FN1-CUT-SC05-6CN2-DP01 | FN1.SC05.6CN2/DP01/GM/M | 2023-10-26 14:58
FP-01-FN1-CUT-SC05-5CU1-MD01 | FN1.SC05.5CU1/MD01/M | 2023-10-26 14:58
FP-01-FN1-CUT-HC02 | MSN.HAND CUTTER 2/M | 2023-10-26 14:58
FP-01-FN1-CUT-WRP3-FC01-LC01 | FN1.WRP3.FC01.LC01/LOAD1/GM/M | 2023-10-26 14:58
FP-01-FN1-CUT-WRP3-FC01-LC02 | FN1.WRP3.FC01.LC02/LOAD2/GM/M | 2023-10-26 14:58
FP-01-FN1-CUT-WRP3-SS01-SDC1 | FN1.WRP3.SS01/SKID-CONV/GM-M | 2023-10-26 14:58
FP-01-FN1-CUT-WRP3-SS01-SDC2 | FN1.WRP3.SS01/SKID-CONV2/GM-M | 2023-10-26 14:58
FP-01-FN1-CUT-WRP3-SS01-EP02 | FN1.WRP3.SS01/EMPTY-CONV1/GM/M | 2023-10-26 14:58
FP-01-FN1-CUT-WRP3-SS01-EP03 | FN1.WRP3.SS01/EMPTY-CONV2/GM/M | 2023-10-26 14:58
FP-01-FN1-CUT-WRP3-FC01-LF01 | FN1.WRP3.LF01(F/R)/GM/M | 2023-10-26 14:58
FP-01-FN1-CUT-WRP1 | WRAPPING 1/CON2/M | 2023-10-26 14:58
FP-01-FN1-CUT-WRP1 | WRAPPING 1/UNSTAKER/M | 2023-10-26 14:58
FP-01-FN1-CUT-SC04 | DUPLEX 3.6/HP4-04A/M | 2023-10-26 14:58
FP-01-FN1-CUT-SC03 | SIMPLEX 2.8/MAIN M/BLW/M | 2023-10-26 14:58
FP-01-FN1-CUT-RWD1 | FIN1.YUELI.VACUUM.BLW/M | 2023-10-26 14:58
FP-01-FN1-CUT-WRP1 | WRAPPING 1/HP4-11/M | 2023-10-26 14:58
FP-01-FN1-CUT-WRP1 | WRAPPING 1/HP4-12/M | 2023-10-26 14:58
FP-01-FN1-CUT-WRP1 | WRAPPING 1/CON3/GM/M | 2023-10-26 14:58
FP-01-FN1-CUT-WRP2 | WRAPPING 2/BLW(TRIM)/M | 2023-10-26 14:58
FP-01-FN1-CUT-WRP2 | WRAPPING 2/OPTR TABLE/M | 2023-10-26 14:58
FP-01-FN1-CUT-SC04 | DUPLEX 3.6/LAYBOY/E | 2023-10-26 14:58
FP-01-FN1-CUT-HC01 | MSN.HAND CUTTER 1/M | 2023-10-26 14:58
FP-01-FN1-CUT-SC02 | SIMPLEX 2.6/BLW(TRIM)/M | 2023-10-26 14:58
FP-01-FN1-CUT-SC02 | SIMPLEX 2.6/LAYBOY/BLW1/M | 2023-10-26 14:58
FP-01-FN1-CUT-WRPR | WRAPPING ROLL/VAC BLW/M | 2023-10-26 14:58
FP-01-FN1-CUT-SC02 | SIMPLEX 2.6/MAIN M/BLW/M | 2023-10-26 14:58
FP-01-FN1-CUT-WRPR | WRAPPING ROLL/POS.ROLL.C.TS/M | 2023-10-26 14:58
FP-01-FN1-CUT-WRPR | WRAPPING ROLL/POS.ROLL.C.DS/M | 2023-10-26 14:58
FP-01-FN1-CUT-WRP3-FC01-STGE | FN1.WRP3.STGE(F/R)/GM/M | 2023-10-26 14:58
FP-01-FN1-CUT-CYK2 | FIN1.CYKLOP 2.STOPER TABLE/GM | 2023-10-26 14:58
FP-01-FN1-CUT-CYK2 | FIN1.CYKLOP 2.FILM TABLE/GM | 2023-10-26 14:58
FP-01-FN1-CUT-CYK2 | FIN1.CYKLOP 2.BOTT TABLE/GB | 2023-10-26 14:58
FP-01-FN1-CUT-CYK1 | FIN1.CYKLOP 1.STOPER TABLE/GM | 2023-10-26 14:58
FP-01-FN1-CUT-CYK1 | FIN1.CYKLOP 1.FILM TABLE/GM | 2023-10-26 14:58
FP-01-FN1-CUT-CYK1 | FIN1.CYKLOP 1.BOTT TABLE/GB/M | 2023-10-26 14:58
FP-01-FN1-CUT-WRP2 | WRAPPING 2/BELT CON3/GM | 2023-10-26 14:58
FP-01-FN1-CUT-WRP2 | WRAPPING 2/BELT CON5/GM | 2023-10-26 14:58
FP-01-FN1-CUT-WRP2 | WRAPPING 2/BELT CON4/GM | 2023-10-26 14:58
FP-01-FN1-CUT-WRP2 | WRAPPING 2/CON1/GM | 2023-10-26 14:58
FP-01-FN1-CUT-WRP1 | WRAPPING 1/ROLL SAMPUL/GM | 2023-10-26 14:58
FP-01-FN1-CUT-WRP1 | WRAPPING 1/TABLE/GM | 2023-10-26 14:58
FP-01-FN1-CUT-WRP1 | WRAPPING 1/BLW(TRIM)/M | 2023-10-26 14:58
FP-01-SP1-CLD-SR47 | SP1.CL.SR47/B1000/M | 2023-10-26 14:58
FP-01-SP1-OCC-SR48 | SP1.OCC.SR48/TC(S)/M | 2023-10-26 14:58
FP-01-FN1-CUT-SC04 | DUPLEX 3.6/VIB/M | 2023-10-26 14:58
FP-01-FN1-CUT-SC02 | SIMPLEX 2.6/VIB/GM | 2023-10-26 14:58
FP-01-FN1-CUT-SC03 | SIMPLEX 2.8/VIB/GM | 2023-10-26 14:58
FP-01-PM1-WET-HP02-FR03 | PM1.HP2.FR3(S)/GB/M | 2023-10-26 14:58
FP-01-SP1-MXW-PU05-P294 | SP1.PUL5/HYP/P1/M | 2023-10-26 14:58
FP-01-PM1-WET-HP01-CRR1 | PM1.HP1.CRR/GB/M | 2023-10-26 14:58
FP-01-PM1-WRS-FU09 | PM1.TRIM CUTTER/FILTER | 2023-10-26 14:58
FP-01-PM1-COT-FU05 | PM1.COT.FIC2/GM | 2023-10-26 14:58
FP-01-PM1-COT-FU04 | PM1.COT.FIC3/GM | 2023-10-26 14:58
FP-01-PM1-COT-FU06 | PM1.COT.FIC4/GM | 2023-10-26 14:58
FP-01-PM1-COT-FU03 | PM1.COT.FIC1/GM | 2023-10-26 14:58
FP-01-FN1-CUT-SC04 | DUPLEX 3.6/X-CUTTER/BLW/M | 2023-10-26 14:58
FP-01-SP1-UKP-T065-P086 | SP1.UK.C1/P1/M | 2023-10-26 14:58
FP-01-SP1-BKP-T094-P123 | SP1.BK.C1/P1/M | 2023-10-26 14:58
FP-01-SP1-ONP-RJ03 | SP1.ONP.RJ03/SCREW/GM | 2023-10-26 14:58
FP-01-SP1-MXW-PU05-RAGG | SP1.PUL5/RAG/GM | 2023-10-26 14:59
FP-01-SP1-OCC-T045-P058 | SP1.MW.C1/P1/M | 2023-10-26 14:59
FP-01-SP1-MXW-T028-P390 | SP1.MW.C6/P2/M | 2023-10-26 14:59
FP-01-PM1-COT-SR34 | PM1.COT.VIS2/M | 2023-10-26 14:59
FP-01-PM1-LUB-T266-P277 | PM1.LUB.T1/P1/M | 2023-10-26 14:59
FP-01-PM1-LUB-T266-P278 | PM1.LUB.T1/P2/M | 2023-10-26 14:59
FP-01-PM2-WWS-FU35 | PM2.WWS(14)/FU/GM | 2023-10-26 14:59
FP-01-PM2-WWS-T150-P154 | PM2.WWS(6)/P/M | 2023-10-26 14:59
FP-01-PM2-WWS-T151-P155 | PM2.WWS(2)/P/M | 2023-10-26 14:59
FP-01-PM2-WWS-T151-P156 | PM2.WWS(7)/P/M | 2023-10-26 14:59
FP-01-PM2-WWS-T152-P157 | PM2.WWS(4)/P/M | 2023-10-26 14:59
FP-01-PM2-WWS-T153-A095 | PM2.WWS(13)/AGT/M | 2023-10-26 14:59
FP-01-PM2-WWS-T153-P158 | PM2.WWS(5)/P/M | 2023-10-26 14:59
FP-01-PM2-WWS-T154-P159 | PM2.WWS(8)/P/M | 2023-10-26 14:59
FP-01-PM2-WWS-T154-P160 | PM2.WWS(9)/P/M | 2023-10-26 14:59
FP-01-PM2-WWS-TH09-CN03 | PM2.WWS(12)/ REPULPER/GM | 2023-10-26 14:59
FP-01-PM2-WWS-TH09-DV01 | PM2.WWS(10)/DISC_FILTER/GM | 2023-10-26 14:59
FP-01-PM2-WWS-TH09-SW01 | PM2.WWS(11)/OSC(SW)/GM | 2023-10-26 14:59
FP-01-SP2-OCC-T014-P153 | SP2.OC.C4/P4/WWS(3)/M | 2023-10-26 14:59
FP-01-PM2-BRS-T101-P152 | PM2.BR.C8/P3/WWS(1)/M | 2023-10-26 14:59
FP-01-PM1-WWS-FU33 | PM1.WWS(13)/FU/GM | 2023-10-26 14:59
FP-01-PM1-WWS-T367-P395 | PM1.WWS(6)/P/M | 2023-10-26 14:59
FP-01-PM1-WWS-T368-P396 | PM1.WWS(2)/P/M | 2023-10-26 14:59
FP-01-PM1-WWS-T368-P397 | PM1.WWS(7)/P/M | 2023-10-26 14:59
FP-01-PM1-WWS-T369-P398 | PM1.WWS(4)/P/M | 2023-10-26 14:59
FP-01-PM1-WWS-T370-A115 | PM1.WWS(12)/AGT/M | 2023-10-26 14:59
FP-01-PM1-WWS-T370-P399 | PM1.WWS(5)/P/M | 2023-10-26 14:59
FP-01-PM1-WWS-T371-P400 | PM1.WWS(8)/P/M | 2023-10-26 14:59
FP-01-PM1-WWS-TH25-CN11 | PM1.WWS(11)/REPULPER/GM | 2023-10-26 14:59
FP-01-PM1-WWS-TH25-DV01 | PM1.WWS(9)/DISC_FILTER/GM | 2023-10-26 14:59
FP-01-PM1-WWS-TH25-SW01 | PM1.WWS(10)/OSC(SW)/GM | 2023-10-26 14:59
FP-01-SP1-MXW-T057-P394 | SP1.MW.C5/P2/WWS(3)/M | 2023-10-26 14:59
FP-01-PM1-BRS-T191-P393 | PM1.BR.C6/P3/WWS(1)/M | 2023-10-26 14:59
FP-01-PM1-DRY-GRP1-DC01 | PM1.G1.DYC1/DR/GM | 2023-10-26 14:59
FP-01-PM1-DRY-GRP1-DC03 | PM1.G1.DYC3/DR/GM | 2023-10-26 14:59
FP-01-PM1-DRY-GRP1-DC05 | PM1.G1.DYC5/DR/GM | 2023-10-26 14:59
FP-01-PM1-DRY-GRP1-DC07 | PM1.G1.DYC7/DR/GB | 2023-10-26 14:59
FP-01-PM1-MCL-BL42 | PM1.MCL/VF1/M | 2023-10-26 14:59
FP-01-PM1-MCL-BL43 | PM1.MCL/VF2/M | 2023-10-26 14:59
FP-01-PM1-MCL-BL44 | PM1.MCL/VF3/M | 2023-10-26 14:59
FP-01-PM1-MCL-BL45 | PM1.MCL/VF4/M | 2023-10-26 14:59
FP-01-PM1-MCL-P420 | PM1.RO/CLW/MCL/HP-P/M | 2023-10-26 14:59
FP-01-SP2-OCC-T243-P243 | SP2.4103P1/M | 2023-10-26 14:59
FP-01-SP2-OCC-T125-P148 | SP2.OCC.T125.P148/P/M | 2023-10-26 14:59
FP-01-SP2-OCC-T125-P147 | SP2.OCC.T125.P147/P/M | 2023-10-26 14:59
FP-01-SP2-OCC-SR24 | SP2.OCC.SR24/TC(S)/M | 2023-10-26 14:59
FP-01-SP2-OCC-SR23 | SP2.OCC.SR23/TC(S)/M | 2023-10-26 14:59
FP-01-SP2-OCC-DP01-PP16 | SP2_DP_PP16/M | 2023-10-26 14:59
FP-01-SP2-OCC-DP01-PP15 | SP2_DP_PP15/M | 2023-10-26 14:59
FP-01-SP2-OCC-DP01-OU11 | SP2_DP_OU11/P/M | 2023-10-26 14:59
FP-01-SP2-OCC-DP01-MD01 | SP2_DP_MD01/M | 2023-10-26 14:59
FP-01-SP2-OCC-DP01-LRC1-HD10 | SP2.LRC1/HD10/HYD_COMPACTOR/M | 2023-10-26 14:59
FP-01-SP2-OCC-DP01-LRC1 | SP2.DP1.LRC1/COMPACTOR/M | 2023-10-26 14:59
FP-01-SP2-OCC-DP01-CN16 | SP2.DP.CN16/RJC3/GM | 2023-10-26 14:59
FP-01-SP2-OCC-DP01-CN15 | SP2.DP.CN15/RJC2/GM | 2023-10-26 14:59
FP-01-SP2-OCC-DP01-CN14 | SP2.DP.CN14/RJC1/GM | 2023-10-26 14:59
FP-01-SP2-OCC-DP01-CN13 | SP2.DP.CN13/BALE_FC2/GB | 2023-10-26 14:59
FP-01-SP2-OCC-DP01-CN12 | SP2.DP.CN12/BALE_FC1/M(BLW) | 2023-10-26 14:59
FP-01-SP2-OCC-DP01-CN12 | SP2.DP.CN12/BALE_FC1/GB | 2023-10-26 14:59
FP-01-SP2-OCC-DP01-AP12 | SP2.4102R3/AGT/M | 2023-10-26 14:59
FP-01-SP2-OCC-DP01-AP11 | SP2.4102R2/AGT/M | 2023-10-26 14:59
FP-01-SP2-OCC-TH03 | SP2.OC.THK2(LF)/M | 2023-10-26 15:00
FP-01-SP2-OCC-TH03 | SP2.OCC.TH03.LUB(GB)/M | 2023-10-26 15:00
FP-01-SP2-OCC-TH03 | SP2.OC.THK(LF2)(SCREW)/GM | 2023-10-26 15:00
FP-01-SP2-OCC-TH03 | SP2.OC.THK2(LF)/SW/GM | 2023-10-26 15:00
FP-01-SP2-OCC-TH01-BL02 | SP2.OC.THK1(LF)/BLW2/M | 2023-10-26 15:00
FP-01-SP2-OCC-TH01-BL01 | SP2.OC.THK1(LF)/BLW1/M | 2023-10-26 15:00
FP-01-SP2-OCC-TH01 | SP2.OC.THK1(LF)/GB/M | 2023-10-26 15:00
FP-01-SP2-OCC-T019-P030 | SP2.OC.C1/P1/M | 2023-10-26 15:00
FP-01-SP2-OCC-T018-P029 | SP2.OC.C1A/P1/M | 2023-10-26 15:00
FP-01-SP2-OCC-T016-VP01 | SP2.OC.VS1/P1/M | 2023-10-26 15:00
FP-01-SP2-OCC-T014-P022 | SP2.OC.C4/P1/M | 2023-10-26 15:00
FP-01-SP2-OCC-T014-A007 | SP2.OC.C4/AGT2/M | 2023-10-26 15:00
FP-01-SP2-OCC-T014-A006 | SP2.OC.C4/AGT1/M | 2023-10-26 15:00
FP-01-SP2-OCC-T013-A005 | SP2.OC.C8/AGT/M | 2023-10-26 15:00
FP-01-SP2-OCC-T012-P020 | SP2.OC.C7/P1/M | 2023-10-26 15:00
FP-01-SP2-OCC-T011-P019 | SP2.OC.C2/P2/M | 2023-10-26 15:00
FP-01-SP2-OCC-T011-P018 | SP2.OC.C2/P1/M | 2023-10-26 15:00
FP-01-SP2-OCC-T008-P015 | SP2.OC.T3/P1/M | 2023-10-26 15:00
FP-01-SP2-OCC-T007-P014 | SP2.OC.T2/P2/M | 2023-10-26 15:00
FP-01-SP2-OCC-T006-P013 | SP2.OC.T6/P1/M | 2023-10-26 15:00
FP-01-SP2-OCC-T006-P012 | SP2.OC.T6/P2/M | 2023-10-26 15:00
FP-01-SP2-OCC-T006-P011 | SP2.OC.C6/P3/M | 2023-10-26 15:00
FP-01-SP2-OCC-T006-P010 | SP2.OC.C6/P2/M | 2023-10-26 15:00
FP-01-SP2-OCC-T006-P009 | SP2.OC.C6/P1/M | 2023-10-26 15:00
FP-01-SP2-OCC-T005-A003 | SP2.ND.C3/AGT/GB/M | 2023-10-26 15:00
FP-01-SP2-OCC-T004-P007 | SP2.OC.T7/P1/M | 2023-10-26 15:00
FP-01-SP2-OCC-T003-A002 | SP2.OC.C5/AGT/M | 2023-10-26 15:00
FP-01-SP2-OCC-T002-P005 | SP2.OC.T1/P1/M | 2023-10-26 15:00
FP-01-SP2-OCC-T001-P004 | SP2.OC.C1/P2/M | 2023-10-26 15:00
FP-01-SP2-OCC-T001-P003 | SP2.OC.C1/P1/M | 2023-10-26 15:00
FP-01-SP2-OCC-SR22 | SP2.OC.RJ-SR/M | 2023-10-26 15:00
FP-01-SP2-OCC-SR21 | SP2.OCC.PS(F)FL/M | 2023-10-26 15:00
FP-01-SP2-OCC-SR06 | SP2.OC.PS(F)2/M | 2023-10-26 15:00
FP-01-SP2-OCC-SR05 | SP2.OC.PS(F)1/M | 2023-10-26 15:00
FP-01-SP2-OCC-SR04 | SP2.OC.FRAC/M | 2023-10-26 15:00
FP-01-SP2-OCC-SR03 | SP2.OC.ADS3/M | 2023-10-26 15:00
FP-01-SP2-OCC-SR02 | SP2.OC.ADS2/M | 2023-10-26 15:00
FP-01-SP2-OCC-SR01 | SP2.OC.ADS1/M | 2023-10-26 15:00
FP-01-SP2-OCC-RJ01 | SP2.OC.RJS1/M1 | 2023-10-26 15:00
FP-01-SP2-OCC-PU01-RAGG | SP2.OCC.PU01.RAGG/M | 2023-10-26 15:00
FP-01-SP2-OCC-PU01-P136 | SP2.OC.PUL1/P3/M | 2023-10-26 15:00
FP-01-SP2-OCC-PU01-P002 | SP2.PUL1/P2/M | 2023-10-26 15:00
FP-01-SP2-OCC-PU01-P001 | SP2.PUL1/P1/M | 2023-10-26 15:00
FP-01-SP2-OCC-PU01-OU01 | SP2.PUL1/GB/OU/P/M | 2023-10-26 15:00
FP-01-SP2-OCC-PU01-DRSR | SP2.PUL1.DRS 1/M | 2023-10-26 15:00
FP-01-SP2-OCC-PU01-DRSR | SP2.PUL1.DRS 2/M | 2023-10-26 15:00
FP-01-SP2-OCC-PU01-DRSR | SP2.PUL1/DRS/SW(O)/GM | 2023-10-26 15:00
FP-01-SP2-OCC-PU01-CRN6 | SP2.OCC.PU01.CRN6/RGR | 2023-10-26 15:00
FP-01-SP2-OCC-PU01 | SP2.PUL1/GB/M | 2023-10-26 15:00
FP-01-SP2-OCC-PAL1-P137 | SP2.OC.PAL1/P1/M | 2023-10-26 15:00
FP-01-SP2-OCC-PAL1 | SP2.OCC.PAL1/PL-SORTER/M | 2023-10-26 15:00
FP-01-SP2-OCC-CN01 | SP2.CON1/GB/M | 2023-10-26 15:00
FP-01-SP2-NDL-TH06 | SP2.ND.THK(SF)1/GB/M | 2023-10-26 15:00
FP-01-SP2-NDL-TH06 | SP2.ND.THK(SF)1/SW/GM | 2023-10-26 15:00
FP-01-SP2-NDL-TH05 | SP2.ND.THK(LF)2/GB/M | 2023-10-26 15:00
FP-01-SP2-NDL-TH05 | SP2.ND.THK(LF)2/SW/GM | 2023-10-26 15:00
FP-01-SP2-NDL-TH04 | SP2.ND.THK(LF)1/GB/M | 2023-10-26 15:00
FP-01-SP2-NDL-TH04 | SP2.ND.THK(LF)1/SW/GM | 2023-10-26 15:00
FP-01-SP2-NDL-T036-P058 | SP2.ND.C1B/P1/M | 2023-10-26 15:00
FP-01-SP2-NDL-T036-A008 | SP2.ND.C1B/AGT/M | 2023-10-26 15:00
FP-01-SP2-NDL-T034-P050 | SP2.ND.C9/P1/M | 2023-10-26 15:01
FP-01-SP2-NDL-T033-P049 | SP2.ND.C8/P1/M | 2023-10-26 15:01
FP-01-SP2-NDL-T033-A016 | SP2.ND.C8/AGT/M | 2023-10-26 15:01
FP-01-SP2-NDL-T032-P048 | SP2.ND.C7/P2/M | 2023-10-26 15:01
FP-01-SP2-NDL-T032-A015 | SP2.ND.C7/AGT/M | 2023-10-26 15:01
FP-01-SP2-NDL-T030-P046 | SP2.ND.C6/P2/M | 2023-10-26 15:01
FP-01-SP2-NDL-T030-P045 | SP2.ND.C6/P1/M | 2023-10-26 15:01
FP-01-SP2-NDL-T029-P044 | SP2.ND.C4/P1/M | 2023-10-26 15:01
FP-01-SP2-NDL-T029-A013 | SP2.ND.C4/AGT2/M | 2023-10-26 15:01
FP-01-SP2-NDL-T029-A012 | SP2.ND.C4/AGT1/M | 2023-10-26 15:01
FP-01-SP2-NDL-T028-P043 | SP2.ND.T5/P2/M | 2023-10-26 15:01
FP-01-SP2-NDL-T028-P042 | SP1.MW.T5A/P1/M | 2023-10-26 15:01
FP-01-SP2-NDL-T026-P039 | SP2.ND.C3/P3/M | 2023-10-26 15:01
FP-01-SP2-NDL-T026-P037 | SP2.ND.C3/P1/M | 2023-10-26 15:01
FP-01-SP2-NDL-T023-P034 | SP2.ND.T3/P1/M | 2023-10-26 15:01
FP-01-SP2-NDL-T022-P033 | SP2.ND.T2A/P1/M | 2023-10-26 15:01
FP-01-SP2-NDL-T020-P031 | SP2.ND.C2/P1/M | 2023-10-26 15:01
FP-01-SP2-NDL-T020-A011 | SP2.ND.C2/AGT/M | 2023-10-26 15:01
FP-01-SP2-NDL-T019-A010 | SP2.OC.C1/AGT/GB/M | 2023-10-26 15:01
FP-01-SP2-NDL-SR13 | SP2.ND.PS(F)2/M | 2023-10-26 15:01
FP-01-SP2-NDL-SR12 | SP2.ND.PS(F)1/M | 2023-10-26 15:01
FP-01-SP2-NDL-SR11 | SP2.ND.SR11/M | 2023-10-26 15:01
FP-01-PM2-DRY-GRP1-DC03 | PM2.G1.DYC3/DR/GM | 2023-10-26 15:01
FP-01-SP2-NDL-SR08 | SP2.ND.PS(C)1/M | 2023-10-26 15:01
FP-01-SP2-NDL-RF03 | SP2.NDL.RF03/JILHA/M | 2023-10-26 15:01
FP-01-SP2-NDL-RF02 | SP2.ND.CNR1/GB/M | 2023-10-26 15:01
FP-01-SP2-NDL-RF02 | SP2.ND.RF02(KN)/M | 2023-10-26 15:01
FP-01-SP2-NDL-RF02 | SP2-NDL-RF02/P(OL)/M | 2023-10-26 15:01
FP-01-SP2-NDL-RF01 | SP2.ND.DDR1/M | 2023-10-26 15:01
FP-01-SP2-HYD-T144-P252 | SP2.ND.RF1/T(HYD)/P1/M | 2023-10-26 15:01
FP-01-SP2-LUB-T040-P053 | SP2.LUB.RF1/T(LUB)/P2/M | 2023-10-26 15:01
FP-01-SP2-NDL-PU05-P056 | SP2.PUL5/P1/M | 2023-10-26 15:01
FP-01-SP1-MXW-PU05-HYPG | SP1.PUL5/HYP/M | 2023-10-26 15:01
FP-01-SP2-NDL-PU05-DRSR | SP2.PUL5.DRS/M | 2023-10-26 15:01
FP-01-SP1-MXW-PU05 | SP1.PUL5/GB/M | 2023-10-26 15:01
FP-01-SP2-NDL-PU02-RAGG | SP2.PUL2/RAG/M | 2023-10-26 15:01
FP-01-SP2-NDL-PU02-PALS | SP2.PUL2/PLS/M | 2023-10-26 15:01
FP-01-SP2-NDL-PU02-P027 | SP2.PUL2.P2/M | 2023-10-26 15:01
FP-01-SP2-NDL-PU02-P026 | SP2.PUL2/P1/M | 2023-10-26 15:01
FP-01-SP2-NDL-PU02-P025 | SP2.PUL2/GB/P(G)1/M | 2023-10-26 15:01
FP-01-SP2-NDL-PU02 | SP2.PUL2/GB/M | 2023-10-26 15:01
FP-01-SP2-NDL-CN05 | SP2.CON5/GB/M | 2023-10-26 15:01
FP-01-SP2-NDL-CN02 | SP2.CON2/GB/M | 2023-10-26 15:01
FP-01-PM2-WRS-T138-BL26 | PM2.CWR.CTW1/BLW/M | 2023-10-26 15:01
FP-01-PM2-WRS-T106-P109 | PM2.SWR.T3/P2/M | 2023-10-26 15:01
FP-01-PM2-WRS-T106-P108 | PM2.SWR.T3/P1/M | 2023-10-26 15:01
FP-01-PM2-WRS-T105-P107 | PM2.SWR.T2/P3A/M | 2023-10-26 15:01
FP-01-PM2-WRS-T105-P106 | PM2.SWR.T2/P3/M | 2023-10-26 15:01
FP-01-PM2-WRS-T105-P105 | PM2.SWR.T2/P2A/M | 2023-10-26 15:01
FP-01-PM2-WRS-T105-P104 | PM2.SWR.T2/P2/M | 2023-10-26 15:01
FP-01-PM2-DRY-GRP1-DC05 | PM2.G1.DYC5/DR/GM | 2023-10-26 15:01
FP-01-PM2-WRS-T105-P103 | PM2.SWR.T2/P1A/M | 2023-10-26 15:01
FP-01-PM2-WRS-T105-P102 | PM2.SWR.T2/P1(P 852)/M | 2023-10-26 15:01
FP-01-PM2-WRS-PRS2 | PM2.P2.BOT FELT/SW(O)/M | 2023-10-26 15:01
FP-01-PM2-WRS-FU14-P133 | MODIFIED | 2023-10-26 15:01
FP-01-PM2-WRS-FU12-P132 | MODIFIED | 2023-10-26 15:01
FP-01-PM2-WET-PRS1-PSRT | PM2.P2.TR/GB/M | 2023-10-26 15:01
FP-01-PM2-VAS-VP13 | PM2.VAC.VP7A/M | 2023-10-26 15:01
FP-01-PM2-VAS-VP12 | PM2.VAC.VP10/M | 2023-10-26 15:01
FP-01-PM2-VAS-VP11 | PM2.VAC.VP9/M | 2023-10-26 15:01
FP-01-PM2-VAS-VP10 | PM2.VAC.VP8/M | 2023-10-26 15:02
FP-01-PM2-VAS-VP09 | PM2.VAC.VP7/M | 2023-10-26 15:02
FP-01-PM2-VAS-VP08 | PM2.VAC.VP6/M | 2023-10-26 15:02
FP-01-PM2-VAS-VP07 | PM2.VAC.VP5/M | 2023-10-26 15:02
FP-01-PM2-VAS-VP06 | PM2.VAC.VP4/M | 2023-10-26 15:02
FP-01-PM2-VAS-VP05 | PM2.VAC.VP3/M | 2023-10-26 15:02
FP-01-PM2-VAS-VP04 | PM2.VAC.VP2/M | 2023-10-26 15:02
FP-01-PM2-VAS-VP03 | PM2.VAC.VP1/M | 2023-10-26 15:02
FP-01-PM2-VAS-T134-P143 | PM2.SEALING W/P2/M | 2023-10-26 15:02
FP-01-PM2-VAS-T134-P142 | PM2.SEALING W/P1/M | 2023-10-26 15:02
FP-01-PM2-VAS-T093-P087 | PM2.VAC.T(DLG)8/P2/M | 2023-10-26 15:02
FP-01-PM2-VAS-T092-P086 | PM2.VAC.T(DLG)7/P1/M | 2023-10-26 15:02
FP-01-PM2-VAS-T081-P084 | PM2.VAC.T(DLG)5/P1/M | 2023-10-26 15:02
FP-01-PM2-VAS-T078-P083 | PM2.VAC.T(DLG)4/P1/M | 2023-10-26 15:02
FP-01-PM2-VAS-T077-P082 | PM2.VAC.VS1B/P1/M | 2023-10-26 15:02
FP-01-PM2-VAS-BL25 | PM2.VAC AIR.T/BLW2/M (VAAHTO) | 2023-10-26 15:02
FP-01-PM2-VAS-BL24 | PM2.VAC AIR.T/BLW1/M (VAAHTO) | 2023-10-26 15:02
FP-01-PM2-VAS-BL07 | PM2.VAC.BLW4/M | 2023-10-26 15:02
FP-01-PM2-VAS-BL06 | PM2.VAC.BLW3/M | 2023-10-26 15:02
FP-01-PM2-VAS-BL05 | PM2.VAC.BLW5/M | 2023-10-26 15:02
FP-01-PM2-VAS-BL04 | PM2.VAC.BLW2/M | 2023-10-26 15:02
FP-01-PM2-VAS-BL03 | PM2.VAC.BLW1/M | 2023-10-26 15:02
FP-01-PM2-STC-T135-P144 | PM2.STC.T1/P1/M | 2023-10-26 15:02
FP-01-PM2-STC-T133-P293 | PM2.STC.CDS/VP/M | 2023-10-26 15:02
FP-01-PM2-STC-T133-P134 | PM2.STC.CDS/VP1/M | 2023-10-26 15:02
FP-01-PM2-STC-T109-P114 | PM2.STC.T(DN)1/P2/M | 2023-10-26 15:02
FP-01-PM2-STC-T109-P113 | PM2.STC.T(DN)1/P1/M | 2023-10-26 15:02
FP-01-PM2-STC-T108-P112 | PM2.STC.T(FL)4/P1/M | 2023-10-26 15:02
FP-01-PM2-STC-T107-P111 | PM2.STC.T(FL)/P2/M | 2023-10-26 15:02
FP-01-PM2-STC-T107-P110 | PM2.STC.T(FL)/P1/M | 2023-10-26 15:02
FP-01-PM2-STA-T242-P250 | CH2.STA.T11/P3/M | 2023-10-26 15:02
FP-01-PM2-STA-T242-P249 | CH2.STA.T11/P2/M | 2023-10-26 15:02
FP-01-PM2-STA-T242-P248 | CH2.STA.T11/P1/M | 2023-10-26 15:02
FP-01-PM2-STA-T242-A094 | CH2.STA.T11/AGT/M | 2023-10-26 15:02
FP-01-PM2-RJS-T132-P135 | PM2.REJECT FINAL/P1/M | 2023-10-26 15:02
FP-01-PM2-MCS-BL19 | PM2.MCS.BLW2/M | 2023-10-26 15:02
FP-01-PM2-MCS-BL18 | PM2.MCS.BLW1/M | 2023-10-26 15:02
FP-01-PM2-LUB-T140-P298 | PM2.LUB.TRANSFER 2.TANK/M2 | 2023-10-26 15:02
FP-01-PM2-LUB-T140-P297 | PM2.LUB.TRANSFER 2.TANK/M1 | 2023-10-26 15:02
FP-01-PM2-LUB-T139-P296 | PM2.LUB.TRANSFER 1.TANK/M2 | 2023-10-26 15:02
FP-01-PM2-LUB-T139-P295 | PM2.LUB.TRANSFER 1.TANK/M1 | 2023-10-26 15:02
FP-01-PM2-LUB-T129-P131 | M1-2646 | 2023-10-26 15:02
FP-01-PM2-LUB-T129-P130 | M1-2645 | 2023-10-26 15:02
FP-01-PM2-LUB-T129-P129 | M1-2644 | 2023-10-26 15:02
FP-01-PM2-LUB-T129-P128 | M1-2643 | 2023-10-26 15:02
FP-01-PM2-LUB-T129-P127 | M1-2642 | 2023-10-26 15:02
FP-01-PM2-LUB-T129-P126 | M1-2641 | 2023-10-26 15:02
FP-01-PM2-LUB-T121-P125 | PM2.MC.HP2-4B/M | 2023-10-26 15:02
FP-01-PM2-LUB-T121-P124 | PM2.MC.HP2-4A/M | 2023-10-26 15:02
FP-01-PM2-LUB-T120-P123 | PM2.LUB.GP4B/M | 2023-10-26 15:02
FP-01-PM2-LUB-T120-P122 | PM2.LUB.GP4A/M | 2023-10-26 15:02
FP-01-PM2-LUB-T119-P121 | PM2.LUB.GP3B/M | 2023-10-26 15:02
FP-01-PM2-LUB-T119-P120 | PM2.LUB.GP3A/M | 2023-10-26 15:02
FP-01-PM2-LUB-T118-P118 | PM2.LUB.GP2A/M | 2023-10-26 15:02
FP-01-PM2-HYD-T122-P256 | PM2.MC.HP2-03/M | 2023-10-26 15:02
FP-01-PM2-HYD-T122-P255 | PM2.MC.HP2-03/M | 2023-10-26 15:02
FP-01-PM2-HYD-T117-P117 | PM2.HYD.GP1B/M | 2023-10-26 15:02
FP-01-PM2-HYD-T117-P116 | PM2.HYD.GP1A/M | 2023-10-26 15:02
FP-01-PM2-HOO-BL23 | PM2.G1.PUB.1-3/M | 2023-10-26 15:02
FP-01-PM2-HOO-BL22 | PM2.HOO.FDF2 | 2023-10-26 15:02
FP-01-PM2-HOO-BL21 | PM2.HOO.FDF1 | 2023-10-26 15:02
FP-01-PM2-HOO-BL17 | PM2.HOO.BLW1/M | 2023-10-26 15:03
FP-01-PM2-HOO-BL16 | PM2.HOO.ECO2/IDF/M | 2023-10-26 15:03
FP-01-PM2-HOO-BL15 | PM2.HOO.ECO2/FDF/M | 2023-10-26 15:03
FP-01-PM2-HOO-BL14 | PM2.HOO.BUR2/FDF/M | 2023-10-26 15:03
FP-01-PM2-HOO-BL12 | PM2.HOO.ECO1/IDF/M | 2023-10-26 15:03
FP-01-PM2-HOO-BL11 | PM2.HOO.ECO1.FDF/M | 2023-10-26 15:03
FP-01-PM2-HOO-BL10 | PM2.HOO.BUR1/FDF/M | 2023-10-26 15:03
FP-01-PM2-HOO-BL09 | PM2.HOO.IDF1/M | 2023-10-26 15:03
FP-01-PM2-CUT-RWD1-BL23 | PM2.RE(BH).UNW/BLW/M | 2023-10-26 15:03
FP-01-PM2-CUT-RWD1-BL22 | PM2.RE(BH).BLW/M | 2023-10-26 15:03
FP-01-PM2-CUT-RDR1-BL21 | PM2.RE(BH).RDR.BLW/M | 2023-10-26 15:03
FP-01-PM2-CUT-FDR1-BL20 | PM2.RE(BH).FDR.BLW/M | 2023-10-26 15:03
FP-01-PM2-BRS-TH08 | PM2.BR.DSF/M | 2023-10-26 15:03
FP-01-PM2-BRS-TH07 | PM2.BR.THK7/M | 2023-10-26 15:03
FP-01-PM2-BRS-T104-P098 | PM2.BR.THK1/P1/M | 2023-10-26 15:03
FP-01-PM2-BRS-T102-P101 | PM2.BR.C9/P3/M | 2023-10-26 15:03
FP-01-PM2-BRS-T102-P100 | PM2.BR.C9/P2/M | 2023-10-26 15:03
FP-01-PM2-BRS-T102-P099 | PM2.BR.C9/P1/M | 2023-10-26 15:03
FP-01-PM2-BRS-T101-P097 | PM2.BR.C8/P1/M | 2023-10-26 15:03
FP-01-PM2-BRS-T100-P095 | PM2.BR.C7/P1/M | 2023-10-26 15:03
FP-01-PM2-BRS-T100-A034 | PM2.BR.C7/AGT/M | 2023-10-26 15:03
FP-01-PM2-BRS-T099-P094 | PM2.BR.C5/P1/M | 2023-10-26 15:03
FP-01-PM2-BRS-T099-A033 | PM2.BR.C5/AGT C/M | 2023-10-26 15:03
FP-01-PM2-BRS-T099-A032 | PM2.BR.C5/AGT B/M | 2023-10-26 15:03
FP-01-PM2-BRS-T098-P093 | PM2.BR.C4/P2/M | 2023-10-26 15:03
FP-01-PM2-BRS-T098-P092 | PM2.BR.C4/P1/M | 2023-10-26 15:03
FP-01-PM2-BRS-T098-A030 | PM2.BR.C4/AGT/M | 2023-10-26 15:03
FP-01-PM2-BRS-T097-P091 | PM2.BR.C3/P1/M | 2023-10-26 15:03
FP-01-PM2-BRS-T097-A029 | PM2.BR.C3/AGT/GB/M | 2023-10-26 15:03
FP-01-PM2-BRS-T096-P090 | PM2.BR.C2/P1/M | 2023-10-26 15:03
FP-01-PM2-BRS-T096-A028 | PM2.BR.C2/AGT B/M | 2023-10-26 15:03
FP-01-PM2-BRS-T096-A027 | PM2.BR.C2/AGT A/M | 2023-10-26 15:03
FP-01-PM2-BRS-T095-P089 | PM2.BR.C1/P1/M | 2023-10-26 15:03
FP-01-PM2-BRS-T095-A026 | PM2.BR.C1/AGT B/GB/M | 2023-10-26 15:03
FP-01-PM2-BRS-T095-A025 | PM2.BR.C1/AGT A/GB/M | 2023-10-26 15:03
FP-01-PM2-BRS-FU01 | PM2.BR.FIL1/M | 2023-10-26 15:03
FP-01-PM2-AP3-T065-P080 | SP2.PUL5.P3 | 2023-10-26 15:03
FP-01-PM2-AP3-T064-P079 | PM2.APP3.T5/P1/M | 2023-10-26 15:03
FP-01-PM2-AP3-T063-P078 | PM2.APP3.T4/P1/M | 2023-10-26 15:03
FP-01-PM2-AP3-T063-A024 | PM2.APP3.T4/AGT/M | 2023-10-26 15:03
FP-01-PM2-AP3-T062-P077 | PM2.APP3.T3/P1/M | 2023-10-26 15:03
FP-01-PM2-AP3-T061-P076 | PM2.APP3.T2/P2/M | 2023-10-26 15:03
FP-01-PM2-AP3-T060-P075 | PM2.APP3.T2/P1/M | 2023-10-26 15:03
FP-01-PM2-AP3-T059-P074 | PM2.APP3.SL/P(FN)/M | 2023-10-26 15:03
FP-01-PM2-AP3-T058-P073 | PM2.APP3.C1/P1/M | 2023-10-26 15:03
FP-01-PM2-AP3-T058-A023 | PM2.APP3.C1/AGT/M | 2023-10-26 15:03
FP-01-PM2-AP3-SR20 | PM2.APP3.PS2/M | 2023-10-26 15:03
FP-01-PM2-AP3-SR19 | PM2.APP3.PS1/M | 2023-10-26 15:03
FP-01-PM2-AP2-T056-P072 | PM2.APP2.T4/P1/M | 2023-10-26 15:03
FP-01-PM2-AP2-T055-P071 | PM2.APP2.T3/P1/M | 2023-10-26 15:03
FP-01-PM2-AP2-T053-P070 | PM2.APP2.T2/P1/M | 2023-10-26 15:03
FP-01-PM2-AP2-T052-P069 | PM2.APP2.SL/P(FN)/M | 2023-10-26 15:03
FP-01-PM2-AP2-T051-P068 | PM2.APP2.C2/P1/M | 2023-10-26 15:03
FP-01-PM2-AP2-T051-A022 | PM2.APP2.C2/AGT/M | 2023-10-26 15:03
FP-01-PM2-AP2-T050-P067 | PM2.APP2.C1/P1/M | 2023-10-26 15:03
FP-01-PM2-AP2-T050-A021 | PM2.APP2.C1/AGT/M | 2023-10-26 15:03
FP-01-PM2-AP2-SR18 | PM2.APP2.PS2/M | 2023-10-26 15:03
FP-01-PM2-AP1-T049-P066 | PM2.APP1.T2/P1/M | 2023-10-26 15:03
FP-01-PM2-AP1-T048-P065 | PM2.APP1.T1/P1/M | 2023-10-26 15:03
FP-01-PM2-AP1-T047-P064 | PM2.APP1.C4/P2/M | 2023-10-26 15:03
FP-01-PM2-AP1-T046-P062 | PM2.APP1.C3/P2/M | 2023-10-26 15:04
FP-01-PM2-AP1-T045-P061 | PM2.APP1.SL/P(FN)/M | 2023-10-26 15:04
FP-01-PM2-AP1-T044-P060 | PM2.APP1.C2/P1/M | 2023-10-26 15:04
FP-01-PM2-AP1-T044-A020 | PM2.APP1.C2/AGT/M | 2023-10-26 15:04
FP-01-PM2-AP1-T043-P059 | PM2.APP1.C1/P1/M | 2023-10-26 15:04
FP-01-PM2-AP1-T043-A019 | PM2.APP1.C1/AGT/M | 2023-10-26 15:04
FP-01-PM2-AP1-SR15 | PM2.APP1.PS2/M | 2023-10-26 15:04
FP-01-PM2-AP1-SR14 | PM2.APP1.PS1/M | 2023-10-26 15:04
FP-01-SP2-OCC-T014-P023 | SP2.OC.C4/P2/M | 2023-10-26 15:04
FP-01-SP2-OCC-T013-P021 | SP2.OC.C8/P1/M | 2023-10-26 15:04
FP-01-SP2-NDL-T005-P008 | SP2.ND.C3/P1/M | 2023-10-26 15:04
FP-01-SP2-OCC-T003-P006 | SP2.OC.C5/P1/M | 2023-10-26 15:04
FP-01-PM2-DRY-GRP1-DC07 | PM2.G1.DYC7/DR/GM | 2023-10-26 15:04
FP-01-SP2-NDL-T027-P041 | SP2.ND.C3A/P2/M | 2023-10-26 15:04
FP-01-SP2-NDL-T027-P040 | SP2.ND.C3A/P1/M | 2023-10-26 15:04
FP-01-PM2-BRS-T101-P096 | PM2.BR.C8/P2/M | 2023-10-26 15:04
FP-01-PM2-AP1-T047-P063 | PM2.APP1.C4/P1/M | 2023-10-26 15:04
FP-01-SP2-NDL-T026-P038 | SP2.ND.C3/P4/M | 2023-10-26 15:04
FP-01-SP2-NDL-T034-A017 | PM2.BR.C5/AGT C/M | 2023-10-26 15:04
FP-01-SP2-OCC-TH02 | SP2.OC.THK1(SF)/GB/M | 2023-10-26 15:04
FP-01-SP2-OCC-T001-A001 | SP2.OC.C1/AGT/GB/M | 2023-10-26 15:04
FP-01-SP2-OCC-T012-A004 | SP2.OC.C7/AGT/M | 2023-10-26 15:04
FP-01-PM2-BRS-T099-A031 | PM2.BR.C5/AGT A/M | 2023-10-26 15:04
FP-01-PM2-HOO-BL13 | PM2.HOO.IDF2/M | 2023-10-26 15:04
FP-01-PM2-REL-PPRL-CYL1 | PM2.PPR.CYL/GB/M | 2023-10-26 15:04
FP-01-PM2-VAS-T094-P088 | PM2.VAC.T(DLG)9/P1/M | 2023-10-26 15:04
FP-01-PM2-CUT-RWD1-FDR1 | PM2.RE(BH).FDR/GB/M | 2023-10-26 15:04
FP-01-PM2-CUT-RWD1 | PM2.RE(BH).UNW/BLW/M | 2023-10-26 15:04
FP-01-PM2-DRY-GRP3 | PM2.G3.GB/M | 2023-10-26 15:04
FP-01-PM2-WET-PRS2-PSRT | PM2.P2.TP(R)/M2 | 2023-10-26 15:04
FP-01-PM2-WET-TPWR-FMR1 | PM2.TW.FMR/GB/M | 2023-10-26 15:04
FP-01-PM2-WET-BTWR-DR01 | PM2.BTW.DR/GB/M | 2023-10-26 15:04
FP-01-PM2-CUT-RWD1-CN01 | PM2.REW.CON1/M | 2023-10-26 15:04
FP-01-PM2-CUT-RWD1 | PM2.REW.CON2/M | 2023-10-26 15:04
FP-01-PM2-DRY-GRP1-DC01 | PM2.G1.DYC1A/M | 2023-10-26 15:04
FP-01-PM2-CUT-RWD1-RDR1 | PM2.RE(BH).RDR/GB/M | 2023-10-26 15:04
FP-01-PM2-CUT-RWD1 | PM2.RE(BH).UNW/BLW/GM | 2023-10-26 15:04
FP-01-PM2-REL-PPRL-PRAR | PM2.PPR.PRIMARY ARM/GM | 2023-10-26 15:04
FP-01-PM2-WET-BTWR-SCR1 | PM2.BTW.SCR/GB/M | 2023-10-26 15:04
FP-01-PM2-DRY-GRP2-CR18 | PM2.G2.CR18/M | 2023-10-26 15:04
FP-01-PM2-DRY-GRP7-DC52 | PM2.G7.DYC52/DR/GM/M | 2023-10-26 15:04
FP-01-PM2-DRY-GRP7-CR22 | PM2.G7.CR22/M | 2023-10-26 15:04
FP-01-PM2-DRY-GRP1-DC01 | PM2.G1.DYC1A/DR/GM/M | 2023-10-26 15:04
FP-01-PM2-DRY-GRP2-DC11 | PM2.G2.DYC11/DR/GM | 2023-10-26 15:04
FP-01-PM2-DRY-GRP2-DC12 | PM2.G2.DYC12/DR/GM | 2023-10-26 15:04
FP-01-PM2-DRY-GRP2-DC13 | PM2.G2.DYC13/DR/GM | 2023-10-26 15:04
FP-01-PM2-DRY-GRP2-DC15 | PM2.G2.DYC15/DR/GM | 2023-10-26 15:04
FP-01-PM2-DRY-GRP2-DC17 | PM2.G2.DYC17/DR/GM | 2023-10-26 15:04
FP-01-PM2-DRY-GRP3-DC22 | PM2.G3.DYC22/DR/GM | 2023-10-26 15:04
FP-01-PM2-DRY-GRP3-DC25 | PM2.G3.DYC25/DR/GM | 2023-10-26 15:04
FP-01-PM2-DRY-GRP3-DC26 | PM2.G3.DYC26/DR/GM | 2023-10-26 15:04
FP-01-PM2-DRY-GRP4-DC32 | PM2.G4.DYC32/DR/GM | 2023-10-26 15:04
FP-01-PM2-DRY-GRP4-DC34 | PM2.G4.DYC34/DR/GM | 2023-10-26 15:04
FP-01-PM2-DRY-GRP4-DC36 | PM2.G4.DYC36/DR/GM | 2023-10-26 15:04
FP-01-PM2-DRY-GRP4-DC39 | PM2.G4.DYC39/DR/GM | 2023-10-26 15:04
FP-01-PM2-DRY-GRP5-DC40 | PM2.G5.DYC40/DR/GM | 2023-10-26 15:04
FP-01-PM2-DRY-GRP5-DC43 | PM2.G5.DYC43/DR/GM | 2023-10-26 15:04
FP-01-PM2-DRY-GRP6-DC46 | PM2.G6.DYC46/DR/GM | 2023-10-26 15:04
FP-01-PM2-DRY-GRP7-DC47 | PM2.G7.DYC47/DR/GM | 2023-10-26 15:04
FP-01-PM2-DRY-GRP7-DC48 | PM2.G7.DYC48/DR/GM | 2023-10-26 15:04
FP-01-PM2-DRY-GRP7-DC49 | PM2.G7.DYC49/DR/GM | 2023-10-26 15:05
FP-01-PM2-CAL-CAL1-QR01 | PM2.C.QR/GB/M | 2023-10-26 15:05
FP-01-PM2-DRY-GRP1 | PM2.G1.GB/M | 2023-10-26 15:05
FP-01-PM2-DRY-GRP1-DC09 | PM2.G1.DYC9/DR/GM | 2023-10-26 15:05
FP-01-PM2-DRY-GRP2 | PM2.G2.GB/M | 2023-10-26 15:05
FP-01-PM2-DRY-GRP4 | PM2.G4.GB/M | 2023-10-26 15:05
FP-01-PM2-DRY-GRP4-DC32 | PM2.G4.DYC32/DR/GM/M | 2023-10-26 15:05
FP-01-PM2-DRY-GRP5 | PM2.G5.GB/M | 2023-10-26 15:05
FP-01-PM2-DRY-GRP6 | PM2.G6.GB/M | 2023-10-26 15:05
FP-01-PM2-DRY-GRP7 | PM2.G7.GB/M | 2023-10-26 15:05
FP-01-PM2-DRY-GRP8 | PM2.G8.GB/M | 2023-10-26 15:05
FP-01-PM2-DRY-GRP9 | PM2.G9.GB/M | 2023-10-26 15:05
FP-01-PM2-DRY-SZPR | PM2.DRY.SZPR/M | 2023-10-26 15:05
FP-01-PM2-DRY-SZPR-SPRB | PM2.SP.BTR/GB/M | 2023-10-26 15:05
FP-01-PM2-DRY-SZPR-SPRT | PM2.SP.TR/GB/M | 2023-10-26 15:05
FP-01-PM2-WET-BKWR-DR01 | PM2.BKW.DR/GB/M | 2023-10-26 15:05
FP-01-PM2-WET-PRS1-PUR1 | PM2.P1.PUR/GB/M | 2023-10-26 15:05
FP-01-PM2-WET-PRS2-PSRT | PM2.WET.PRS2/M.PSRT | 2023-10-26 15:05
FP-01-PM2-WET-TPWR-HB02 | EVENEROLL3 | 2023-10-26 15:05
FP-01-PM2-WET-TPWR-HB02 | EVENEROLL4 | 2023-10-26 15:05
FP-01-PM2-PMA-CRN1-HST1 | PM2.CRANE DEMAG 15T/HST1/GB/M | 2023-10-26 15:05
FP-01-PM2-PMA-CRN1-HST2 | PM2.CRANE DEMAG 15T/HST2/GB/M | 2023-10-26 15:05
FP-01-PM2-PMA-CRN1-XTR1 | PM2.CRANE DEMAG X-TRAVEL 1/GM | 2023-10-26 15:05
FP-01-PM2-PMA-CRN1-XTR2 | PM2.CRANE DEMAG X-TRAVEL 2/GM | 2023-10-26 15:05
FP-01-PM2-PMA-CRN1-LTR1 | PM2.CRANE DEMAG L-TRAVEL 1/GM | 2023-10-26 15:05
FP-01-PM2-PMA-CRN1-LTR2 | PM2.CRANE DEMAG L-TRAVEL 2/GM | 2023-10-26 15:05
FP-01-PM2-PMA-CRN2-HST1 | PM2.CRN2/HST1(16T)/M(FAST) | 2023-10-26 15:05
FP-01-PM2-PMA-CRN2-HST2 | PM2.CRN2/HST2(32T)/M(FAST) | 2023-10-26 15:05
FP-01-PM2-PMA-CRN2-HST3 | PM2.CRN2/HST3(16T)/M(FAST) | 2023-10-26 15:05
FP-01-PM2-PMA-CRN2-LTR1 | PM2.PMA.CRN2.LTR1/M | 2023-10-26 15:05
FP-01-PM2-PMA-CRN2-LTR1 | PM2.CRANE DEMAG L-TRAVEL 1/GM | 2023-10-26 15:05
FP-01-PM2-PMA-CRN2-XTR2 | PM2.CRANE2 DEMAG X-TRAVEL 2/GM | 2023-10-26 15:05
FP-01-PM2-PMA-CRN2-XTR1 | PM2.CRANE2 DEMAG X-TRAVEL 1/GM | 2023-10-26 15:05
FP-01-PM2-PMA-CRN3-HST1 | PM2.CRANE KONE 10T/HST1/GB/M | 2023-10-26 15:05
FP-01-PM2-PMA-CRN3-HST2 | PM2.CRANE KONE 16T/HST2/GB/M | 2023-10-26 15:05
FP-01-PM2-PMA-CRN3-HST3 | PM2.CRANE KONE 10T/HST3/GB/M | 2023-10-26 15:05
FP-01-PM2-PMA-CRN3-XTR1 | PM2.CRN3.XTR1/GM(WEST) | 2023-10-26 15:05
FP-01-PM2-PMA-CRN3-XTR2 | PM2.CRN3.XTR2/GM(WEST) | 2023-10-26 15:05
FP-01-PM2-PMA-CRN3-XTR3 | PM2.CRN3.XTR3/GM(WEST) | 2023-10-26 15:05
FP-01-PM2-PMA-CRN3-LTR1 | PM2.CRANE KONE L-TRAVEL 1/GM | 2023-10-26 15:05
FP-01-PM2-PMA-CRN3-LTR2 | PM2.CRANE KONE L-TRAVEL 2/GM | 2023-10-26 15:05
FP-01-PM2-PMA-CRN4-HST1 | PM2.CRN CARNOV 10T/HST1/GB/M | 2023-10-26 15:05
FP-01-PM2-PMA-CRN4-HST2 | PM2.CRN CARNOV 10T/HST2/GB/M | 2023-10-26 15:05
FP-01-PM2-PMA-CRN4-XTR1 | PM2.CRN CARNOV X TRAVEL 1/G/MB | 2023-10-26 15:05
FP-01-PM2-PMA-CRN4-XTR2 | PM2.CRN CARNOV X TRAVEL 2/G/MB | 2023-10-26 15:05
FP-01-PM2-PMA-CRN4-LTR1 | PM2.CRN CARNOV LONG TRVL1/GB/M | 2023-10-26 15:05
FP-01-PM2-PMA-CRN4-LTR2 | PM2.CRN CARNOV LONG TRVL2/GB/M | 2023-10-26 15:05
FP-01-PM2-PMA-CRN5-XTR1 | PM2.CRANE GUTTER X-TRAVEL 1/GM | 2023-10-26 15:05
FP-01-PM2-PMA-CRN5-LTR1 | PM2.CRANE GUTTER L-TRAVEL 1/GM | 2023-10-26 15:05
FP-01-PM2-DRY-GRP3 | PM2.G3.TOP.ST/M | 2023-10-26 15:05
FP-01-PM2-WET-TPWR-HB02 | EVENEROLL4/GM2/M2 | 2023-10-26 15:05
FP-01-PM2-WRS-BTWR | PM2.BTW.SW(0)/GM | 2023-10-26 15:05
FP-01-PM2-WRS-TPWR | PM2.WRS.TW/SW1(O)/GM | 2023-10-26 15:05
FP-01-PM2-WRS-PRS1 | PM2.P1.PUR.SW(O)/GM | 2023-10-26 15:05
FP-01-PM2-WRS-TPWR | PM2.WRS.TW/SW2(O)/GM | 2023-10-26 15:05
FP-01-PM2-CUT-COR1 | CORE CUTTER MACHINE1/M | 2023-10-26 15:05
FP-01-PM2-WET-PRS2-LIPR | PM2.HP.TCR1/LIPR/GB/M | 2023-10-26 15:05
FP-01-PM2-WET-PRS2-SCR1 | PM2.HP.TCR1/SR1/GB/M | 2023-10-26 15:05
FP-01-PM2-WET-PRS2-PSRT | PM2.P2.TP(R)/M1 | 2023-10-26 15:05
FP-01-PM2-PMA-CRN5-HST1 | PM2.CRANE GUTTER 5T/HST1/GB/M | 2023-10-26 15:05
FP-01-PM2-WET-PRS1-PSRB | PM2.P1.BTR/GB/M | 2023-10-26 15:05
FP-01-PM2-LUB-T118-P119 | PM2.LUB.GP2B/M | 2023-10-26 15:06
FP-01-SP2-OCC-RJ04 | SP2.RJH.SNS (SPIRAC)/GM | 2023-10-26 15:06
FP-01-SP2-EFF-T128-P151 | SP2.P-DP-1/M | 2023-10-26 15:06
FP-01-PM2-PMA-CRN2-HST1 | PM2.CRN2/HST1(16T)/M(SLOW) | 2023-10-26 15:06
FP-01-PM2-PMA-CRN2-HST2 | PM2.CRN2/HST2(32T)/M(SLOW) | 2023-10-26 15:06
FP-01-PM2-PMA-CRN2-HST3 | PM2.CRN2/HST3(16T)/M(SLOW) | 2023-10-26 15:06
FP-01-PM2-PMA-CRN3-XTR1 | PM2.CRN3.XTR1/GM(EAST) | 2023-10-26 15:06
FP-01-PM2-PMA-CRN3-XTR2 | PM2.CRN3.XTR2/GM(EAST) | 2023-10-26 15:06
FP-01-PM2-PMA-CRN3-XTR3 | PM2.CRN3.XTR3/GM(EAST) | 2023-10-26 15:06
FP-01-PM2-PMA-CRN2-XTR3 | PM2.CRANE DEMAG X- TRAVEL 3/GM | 2023-10-26 15:06
FP-01-PM2-MCL-BL31 | PM2.MCL/VF1/M | 2023-10-26 15:06
FP-01-PM2-MCL-BL32 | PM2.MCL/VF2/M | 2023-10-26 15:06
FP-01-PM2-MCL-BL33 | PM2.MCL/VF3/M | 2023-10-26 15:06
FP-01-PM2-MCL-P178 | PM2.RO/CLW/MCL/HP-P/M | 2023-10-26 15:06

## EMO
id | funcloc | material_number | equipment_description | status | sort_field | unique_id | qr_code_link | created_at
EMO000576 | FP-01-SP1-CPO-T002-P006 |  | AC MOTOR;380V,50Hz,15kW,4P,160L,B3 | Installed | SP1.CP.C2/P1/M | 20 | https://www.safesave.info/MIC.php?id=Fajar-MotorList20 | 2023-10-26 14:45
EMO000349 | FP-01-SP1-CPO-T007-P203 |  | AC MOTOR;380V,50Hz,45kW,4P,225M,B3 | Installed | SP1.CP.C6/P3/M | 21 | https://www.safesave.info/MIC.php?id=Fajar-MotorList21 | 2023-10-26 14:45
EMO000407 | FP-01-SP1-CPO-T007-P013 |  | AC MOTOR;380V,50Hz,30kW,4P,200M,B3 | Installed | SP1.CP.C6/P2/M | 22 | https://www.safesave.info/MIC.php?id=Fajar-MotorList22 | 2023-10-26 14:45
EMO000436 | FP-01-SP1-CPO-DKC2 |  | MOTOR AC;0,11KW;0,55A;4P;380V | Installed | SP1.CP.DKC2/M | 23 | https://www.safesave.info/MIC.php?id=Fajar-MotorList23 | 2023-10-26 14:45
EMO000435 | FP-01-SP1-CPO-DKC2-P018 |  | AC MOTOR ABB ;380V,50Hz,75kW,6P,280M,B3 | Installed | SP1.CP.DKC2/P1 | 24 | https://www.safesave.info/MIC.php?id=Fajar-MotorList24 | 2023-10-26 14:45
EMO000438 | FP-01-SP1-CPO-DKC2-P019 |  | AC MOTOR ABB ;380V,50Hz,75kW,6P,280M,B3 | Installed | SP1.CP.DKC2/P2 | 25 | https://www.safesave.info/MIC.php?id=Fajar-MotorList25 | 2023-10-26 14:45
EMO002909 | FP-01-SP1-CPO-SR01 |  | AC MOTOR;380V,50Hz,55kW,6P,250S,V5 | Installed | SP1.CP.PS(C)1/M | 26 | https://www.safesave.info/MIC.php?id=Fajar-MotorList26 | 2023-10-26 14:45
EMO000443 | FP-01-SP1-CPO-SR02 |  | MOTOR ACCGE;4KW;9A;4P;380V;B | Installed | SP1.CP.JNS1/M | 27 | https://www.safesave.info/MIC.php?id=Fajar-MotorList27 | 2023-10-26 14:45
EMO000445 | FP-01-SP1-CPO-SR04 |  | MOTOR AC ABB;55KW;112A;6P;380V;V | Installed | SP1.CP.PS(F)1/M | 28 | https://www.safesave.info/MIC.php?id=Fajar-MotorList28 | 2023-10-26 14:45
EMO000446 | FP-01-SP1-CPO-SR05 |  | MOTOR AC ABB;37KW;71A;6P;380V;V | Installed | SP1.CP.PS(F)2/M | 29 | https://www.safesave.info/MIC.php?id=Fajar-MotorList29 | 2023-10-26 14:45
EMO000447 | FP-01-SP1-CPO-SR06 |  | MOTOR AC;30KW;59A;4P;380V;B | Installed | SP1.CP.PS(F)3/M | 30 | https://www.safesave.info/MIC.php?id=Fajar-MotorList30 | 2023-10-26 14:46
EMO000382 | FP-01-SP1-CPO-T001-P004 |  | AC MOTOR;380V,50Hz,37kW,4P,225S,B3 | Installed | SP1.CP.C1.P1/M | 31 | https://www.safesave.info/MIC.php?id=Fajar-MotorList31 | 2023-10-26 14:46
EMO000452 | FP-01-SP1-CPO-T004-P008 |  | AC MOTOR;380V,50Hz,75kW,4P,250M,B3 | Installed | SP1.CP.C20/P1/M | 32 | https://www.safesave.info/MIC.php?id=Fajar-MotorList32 | 2023-10-26 14:46
EMO000453 | FP-01-SP1-CPO-T005-P009 |  | AC MOTOR;380V,50Hz,22kW,4P,180L,B3 | Installed | SP1.CP.T3/P1/M | 33 | https://www.safesave.info/MIC.php?id=Fajar-MotorList33 | 2023-10-26 14:46
EMO000454 | FP-01-SP1-CPO-T005-P010 |  | AC MOTOR;380V,50Hz,18.5kW,4P,180M,B3 | Installed | SP1.CP.T3/P2/M | 34 | https://www.safesave.info/MIC.php?id=Fajar-MotorList34 | 2023-10-26 14:46
EMO000455 | FP-01-SP1-CPO-T006-A002 |  | AC MOTOR;380V,50Hz,15kW,6P,180L,B3 | Installed | SP1.CP.C4/AGT/M | 35 | https://www.safesave.info/MIC.php?id=Fajar-MotorList35 | 2023-10-26 14:46
EMO000456 | FP-01-SP1-CPO-T006-P011 |  | AC MOTOR;380V,50Hz,37kW,4P,225S,B3 | Installed | SP1.CP.C4/P1/M | 36 | https://www.safesave.info/MIC.php?id=Fajar-MotorList36 | 2023-10-26 14:46
EMO000458 | FP-01-SP1-CPO-T007-P012 |  | AC MOTOR;380V,50Hz,30kW,4P,200M,B3 | Installed | SP1.CP.C6/P1/M | 37 | https://www.safesave.info/MIC.php?id=Fajar-MotorList37 | 2023-10-26 14:46
EMO000459 | FP-01-SP1-CPO-T008-P014 |  | AC MOTOR;380V,50HZ,15KW,4P,30A,B | Installed | SP1.CP.C7/P1/M | 38 | https://www.safesave.info/MIC.php?id=Fajar-MotorList38 | 2023-10-26 14:46
EMO000460 | FP-01-SP1-CPO-T009-P015 |  | AC MOTOR;380V,50HZ,15KW,4P,30A,B | Installed | SP1.CP.C8/P1/M | 39 | https://www.safesave.info/MIC.php?id=Fajar-MotorList39 | 2023-10-26 14:46
EMO003501 | FP-01-SP1-CPO-T010-P016 |  | AC MOTOR;380V,50HZ,90KW,6P,B | Installed | SP1.CP.C17/P1/M | 40 | https://www.safesave.info/MIC.php?id=Fajar-MotorList40 | 2023-10-26 14:46
EMO000462 | FP-01-SP1-CPO-T011-P020 |  | AC MOTOR;380V,50Hz,22kW,4P,180L,B3 | Installed | SP1.CP.T8/P1/M | 41 | https://www.safesave.info/MIC.php?id=Fajar-MotorList41 | 2023-10-26 14:46
EMO002103 | FP-01-SP1-CPO-T012-P021 |  | MOTOR AC;75KW;145A;4P;380V;B | Installed | SP1.CP.C10/P1/M | 42 | https://www.safesave.info/MIC.php?id=Fajar-MotorList42 | 2023-10-26 14:46
EMO000464 | FP-01-SP1-CPO-T013-P022 |  | MOTOR AC;18,5KW;39A;4P;380V;B | Installed | SP1.CP.C11/P1/M | 43 | https://www.safesave.info/MIC.php?id=Fajar-MotorList43 | 2023-10-26 14:46
EMO001060 | FP-01-SP1-CPO-T014-P023 |  | AC MOTOR;380V,50HZ,11KW,4P,B | Installed | SP1.CP.C12/P1/M | 44 | https://www.safesave.info/MIC.php?id=Fajar-MotorList44 | 2023-10-26 14:46
EMO000467 | FP-01-SP1-CPO-T015-P026 |  | AC MOTOR;380V,50Hz,15kW,4P,160L,B3 | Installed | SP1.CP.C13/P2/M | 45 | https://www.safesave.info/MIC.php?id=Fajar-MotorList45 | 2023-10-26 14:46
EMO000468 | FP-01-SP1-CPO-T016-A003 |  | AC MOTOR;380V,50Hz,22kW,6P,280S,B3 | Installed | SP1.CP.C14/AGT/M | 46 | https://www.safesave.info/MIC.php?id=Fajar-MotorList46 | 2023-10-26 14:46
EMO000469 | FP-01-SP1-CPO-T016-P027 |  | AC MOTOR;380V,50Hz,37kW,4P,225S,B3 | Installed | SP1.CP.C14/P1/M | 47 | https://www.safesave.info/MIC.php?id=Fajar-MotorList47 | 2023-10-26 14:46
EMO000470 | FP-01-SP1-CPO-T017-A004 |  | AC MOTOR;380V,50Hz,55kW,6P,280M,B3 | Installed | SP1.CP.C5/AGT1/M | 48 | https://www.safesave.info/MIC.php?id=Fajar-MotorList48 | 2023-10-26 14:46
EMO000471 | FP-01-SP1-CPO-T017-A005 |  | AC MOTOR;380V,50Hz,55kW,6P,280M,B3 | Installed | SP1.CP.C5/AGT2/M | 49 | https://www.safesave.info/MIC.php?id=Fajar-MotorList49 | 2023-10-26 14:46
EMO000472 | FP-01-SP1-CPO-T017-P028 |  | AC MOTOR;380V,50Hz,37kW,4P,225S,B3 | Installed | SP1.CP.C5/P1/M | 50 | https://www.safesave.info/MIC.php?id=Fajar-MotorList50 | 2023-10-26 14:46
EMO002949 | FP-01-SP1-CPO-T018-A006 |  | AC MOTOR;380V,50Hz,45kW,6P,280M,B3 | Installed | SP1.CP.C5A/AGT1/M | 51 | https://www.safesave.info/MIC.php?id=Fajar-MotorList51 | 2023-10-26 14:46
EMO000474 | FP-01-SP1-CPO-T018-A007 |  | AC MOTOR;TECO380V,50Hz,55kW,6P,280M,B3 | Installed | SP1.CP.C5A/AGT2/M | 52 | https://www.safesave.info/MIC.php?id=Fajar-MotorList52 | 2023-10-26 14:46
EMO000476 | FP-01-SP1-CPO-T019-P030 |  | AC MOTOR;380V,50Hz,22kW,4P,180L,B3 | Installed | SP1.CP.C16/P1/M | 53 | https://www.safesave.info/MIC.php?id=Fajar-MotorList53 | 2023-10-26 14:46
EMO000545 | FP-01-SP1-CPO-T020-A008 |  | MOTOR AC;22KW;46A;6P;380V;B | Installed | SP1.CP.C18/AGT/M | 54 | https://www.safesave.info/MIC.php?id=Fajar-MotorList54 | 2023-10-26 14:46
EMO000481 | FP-01-SP1-CPO-T022-P033 |  | MOTOR AC TECO ;37KW;70,9A;4P;380V;B | Installed | SP1.CP.T7/P1/M | 55 | https://www.safesave.info/MIC.php?id=Fajar-MotorList55 | 2023-10-26 14:46
EMO000105 | FP-01-SP1-CPO-T023-P036 |  | MOTOR AC;7,5KW;16A;4P;380V;B | Installed | SP1.CP.C15/P3/M | 56 | https://www.safesave.info/MIC.php?id=Fajar-MotorList56 | 2023-10-26 14:46
EMO000487 | FP-01-SP1-CPO-T026-P024 |  | MOTOR AC;7,5KW;14,5A;4P;380V;B | Installed | SP1.CP.T5/P1/M | 57 | https://www.safesave.info/MIC.php?id=Fajar-MotorList57 | 2023-10-26 14:46
EMO003727 | FP-01-SP1-CPO-TH01 |  | MOTOR AC | Installed | SP1.CP.THK1/M | 58 | https://www.safesave.info/MIC.php?id=Fajar-MotorList58 | 2023-10-26 14:46
EMO000489 | FP-01-SP1-CPO-TH05 |  | MOTOR AC;7,5KW;16A;4P;380V | Installed | SP1.CP.THK3B/GB/M | 59 | https://www.safesave.info/MIC.php?id=Fajar-MotorList59 | 2023-10-26 14:46
EMO000491 | FP-01-SP1-CPO-TH04 |  | MOTOR AC;7,5KW;15A;4P;380V | Installed | SP1.CP.THK3A/GB/M | 60 | https://www.safesave.info/MIC.php?id=Fajar-MotorList60 | 2023-10-26 14:46
EMO000490 | FP-01-SP1-CPO-TH03 |  | MOTOR,AC,HXAV132S,ABB,7.5KW,16.3A,4P,380 | Installed | SP1.CP.THK2B/GB/M | 61 | https://www.safesave.info/MIC.php?id=Fajar-MotorList61 | 2023-10-26 14:46
EMO003782 | FP-01-SP1-CPO-TH06 |  | AC MOTOR;380V,50HZ,0.11KW,4P | Installed | SP1.CP.THK4.C/SW(0)/GM/M | 62 | https://www.safesave.info/MIC.php?id=Fajar-MotorList62 | 2023-10-26 14:46
EMO003526 | FP-01-SP1-CPO-TH06-SCRF |  | MOTOR,AC,AEVF-AP,TECO,3.7KW,8.7A,4P,380V | Installed | SP1.CP.THK4.B/GB(SCREW)/M | 63 | https://www.safesave.info/MIC.php?id=Fajar-MotorList63 | 2023-10-26 14:46
EMO000496 | FP-01-SP1-CPO-TH07 |  | MOTOR AC;15KW;29A;4P;380V | Installed | SP1.CP.THK4A/GB/M | 64 | https://www.safesave.info/MIC.php?id=Fajar-MotorList64 | 2023-10-26 14:46
EMO000495 | FP-01-SP1-CPO-TH07-CHMX |  | MOTOR AC;11KW;23A;4P;380V;B | Installed | SP1.CP.CHM1/GB/M | 65 | https://www.safesave.info/MIC.php?id=Fajar-MotorList65 | 2023-10-26 14:46
EMO000497 | FP-01-SP1-CPO-TH08 |  | MOTOR AC;3,7KW;8,7A;4P;380V;V | Installed | SP1.CP.THK5B/GB/M | 66 | https://www.safesave.info/MIC.php?id=Fajar-MotorList66 | 2023-10-26 14:46
EMO000499 | FP-01-SP1-CPO-TH09 | 10011069 | MOTOR AC;7,5KW;15A;4P;380V;V | Installed | SP1.CP.THK5A/GB/M | 67 | https://www.safesave.info/MIC.php?id=Fajar-MotorList67 | 2023-10-26 14:46
EMO000570 | FP-01-SP1-CPO-DKC1-P017 |  | AC MOTOR;380V,50Hz,75kW,6P,280M,B3 | Installed | SP1.CP.DKC1/P1/M | 68 | https://www.safesave.info/MIC.php?id=Fajar-MotorList68 | 2023-10-26 14:46
EMO000672 | FP-01-SP1-CPO-T018-P029 |  | AC MOTOR;380V,50Hz,15kW,4P,160L,B3 | Installed | SP1.CP.C5A/P1/M | 69 | https://www.safesave.info/MIC.php?id=Fajar-MotorList69 | 2023-10-26 14:46
EMO000717 | FP-01-SP1-CPO-RF01 |  | MOTOR AC;200KW;366A;4P;380V;B | Installed | SP1.CP.SNF/M | 70 | https://www.safesave.info/MIC.php?id=Fajar-MotorList70 | 2023-10-26 14:46
EMO000885 | FP-01-SP1-CPO-T020-P031 |  | AC MOTOR;380V,50HZ,30KW,4P,B | Installed | SP1.CP.C18/P1/M | 71 | https://www.safesave.info/MIC.php?id=Fajar-MotorList71 | 2023-10-26 14:46
EMO000913 | FP-01-SP1-CPO-T001-A001 |  | AC MOTOR;380V,50Hz,22kW,4P,180L,B3 | Installed | SP1.CP.C1/AGT/M | 72 | https://www.safesave.info/MIC.php?id=Fajar-MotorList72 | 2023-10-26 14:46
EMO000978 | FP-01-SP1-CPO-TH23-P205 |  | AC MOTOR;380V,50Hz,55kW,4P,250M,B3 | Installed | SP1.CP.C9/P2/M | 73 | https://www.safesave.info/MIC.php?id=Fajar-MotorList73 | 2023-10-26 14:46
EMO003408 | FP-01-SP1-CPO-T023-P034 |  | AC MOTOR;380V,50HZ,30KW,4P,B | Installed | SP1.CP.C15/P1/M | 74 | https://www.safesave.info/MIC.php?id=Fajar-MotorList74 | 2023-10-26 14:46
EMO002151 | FP-01-SP1-CPO-T015-P025 |  | AC MOTOR;380V,50Hz,75kW,4P,280S,B3 | Installed | SP1.CP.C13/P1/M | 75 | https://www.safesave.info/MIC.php?id=Fajar-MotorList75 | 2023-10-26 14:46
EMO002450 | FP-01-SP1-CPO-T242-P204 |  | MOTOR ACABB;75KW;145A;4P;380V;B | Installed | SP1.CP.C9/P1/M | 76 | https://www.safesave.info/MIC.php?id=Fajar-MotorList76 | 2023-10-26 14:46
EMO002913 | FP-01-SP1-CPO-TH23-P224 |  | AC MOTOR,380V,50Hz,55kW,4P,250M,B3 | Installed | SP1.CP.C9/P3/M | 77 | https://www.safesave.info/MIC.php?id=Fajar-MotorList77 | 2023-10-26 14:46
EMO003133 | FP-01-SP1-CPO-T023-P035 |  | MOTOR,AC,LS225Leroy Somer SOMER,37KW,71A,4P,38 | Installed | SP1.CP.C15/P2/M | 78 | https://www.safesave.info/MIC.php?id=Fajar-MotorList78 | 2023-10-26 14:46
EMO000520 | FP-01-SP1-CPO-PPIT-P341 | 10010926 | AC MOTORABB;380V,50Hz,55kW,4P,250M,B3 | Installed | SP1.CPO.PPIT.P341/P1/M | 79 | https://www.safesave.info/MIC.php?id=Fajar-MotorList79 | 2023-10-26 14:46
EMO003580 | FP-01-SP1-CPO-DKC1 |  | AC MOTOR;380V,50HZ,0.11KW,4P | Installed | SP1.CP.DKC1/M | 80 | https://www.safesave.info/MIC.php?id=Fajar-MotorList80 | 2023-10-26 14:46
EMO003632 | FP-01-SP1-CPO-SR03 |  | AC MOTOR;380V,50Hz,22kW,4P,180L,V5 | Installed | SP1.CP.PS(C)2/M | 81 | https://www.safesave.info/MIC.php?id=Fajar-MotorList81 | 2023-10-26 14:46
EMO003635 | FP-01-SP1-CPO-SR41 |  | AC MOTOR;380V,50Hz,45kW,8P,280M,B3 | Installed | SP1.CP.PS(FIL)/M | 82 | https://www.safesave.info/MIC.php?id=Fajar-MotorList82 | 2023-10-26 14:46
EMO003657 | FP-01-SP1-CPO-T273-P353 |  | AC MOTOR;380V,50Hz,30kW,4P,200M,B3 | Installed | SP1.CPO.T9/P1/M | 83 | https://www.safesave.info/MIC.php?id=Fajar-MotorList83 | 2023-10-26 14:46
EMO000412 | FP-01-SP1-CLD-T081-A031 |  | AC MOTOR TECO;380V,50Hz,11KW,6P,160L,B3 | Installed | SP1.CL.C10/AGT/M | 84 | https://www.safesave.info/MIC.php?id=Fajar-MotorList84 | 2023-10-26 14:46
EMO000085 | FP-01-SP1-CLD-T087-A033 |  | AC MOTOR;TECO380V,50Hz,22kW,6P,200L,B3 | Installed | SP1.CL.C16/AGT/M | 85 | https://www.safesave.info/MIC.php?id=Fajar-MotorList85 | 2023-10-26 14:46
EMO000193 | FP-01-SP1-CLD-DSP2-IE2A |  | AC MOTOR;ABB380V,50Hz,4kW,4P | Installed | SP1.CL.DSP/IE2A/GB/M | 86 | https://www.safesave.info/MIC.php?id=Fajar-MotorList86 | 2023-10-26 14:46
EMO000368 | FP-01-SP1-CLD-CN08 |  | AC MOTOR;TECO380V,50HZ,11KW,6P,23.7A | Installed | SP1.CON8/GB/M | 87 | https://www.safesave.info/MIC.php?id=Fajar-MotorList87 | 2023-10-26 14:46
EMO000370 | FP-01-SP1-CLD-DKC3-P106 |  | AC MOTOR;ABB380V,50Hz,55kW,4P,107A,B | Installed | SP1.CL.DKC1/P1/M | 88 | https://www.safesave.info/MIC.php?id=Fajar-MotorList88 | 2023-10-26 14:46
EMO000372 | FP-01-SP1-CLD-DKC4-P107 |  | AC MOTOR;ABB380V,50Hz,75kW,4P,140A,B | Installed | SP1.CL.DKC2/P1/M | 89 | https://www.safesave.info/MIC.php?id=Fajar-MotorList89 | 2023-10-26 14:46
EMO000498 | FP-01-SP1-CLD-DSP2-CHMX |  | MOTOR AC;TECO11KW;22A;4P;380V;V | Installed | SP1.CL.DSP/CHM/GB/M | 90 | https://www.safesave.info/MIC.php?id=Fajar-MotorList90 | 2023-10-26 14:47
EMO000376 | FP-01-SP1-CLD-DSP2 |  | MOTOR AC;250KW;62,9A;8P;3000V;B | Installed | SP1.CL.DSP/GB/M | 91 | https://www.safesave.info/MIC.php?id=Fajar-MotorList91 | 2023-10-26 14:47
EMO000377 | FP-01-SP1-CLD-DSP2-IE1A |  | MOTOR ACABB;4KW;8,7A;4P;380V;B | Installed | SP1.CL.DSP/IE1A/GB/M | 92 | https://www.safesave.info/MIC.php?id=Fajar-MotorList92 | 2023-10-26 14:47
EMO000378 | FP-01-SP1-CLD-DSP2-IE1B |  | MOTOR ACABB;4KW;8,7A;4P;380V;B | Installed | SP1.CL.DSP/IE1B/GB/M | 93 | https://www.safesave.info/MIC.php?id=Fajar-MotorList93 | 2023-10-26 14:47
EMO000380 | FP-01-SP1-CLD-DSP2-IE2B |  | MOTOR AC;ABB4KW;8,7A;4P;380V;B | Installed | SP1.CL.DSP/IE2B/GB/M | 94 | https://www.safesave.info/MIC.php?id=Fajar-MotorList94 | 2023-10-26 14:47
EMO000381 | FP-01-SP1-CLD-DSP2-IE2C |  | MOTOR ACABB4KW;8,7A;4P;380V;B | Installed | SP1.CL.DSP/IE2C/GB/M | 95 | https://www.safesave.info/MIC.php?id=Fajar-MotorList95 | 2023-10-26 14:47
EMO002850 | FP-01-SP1-CLD-DSP2-SCRP |  | MOTOR AC;ABB37KW;72A;4P;380V;B | Installed | SP1.CL.DSP/SCP/GB/M | 96 | https://www.safesave.info/MIC.php?id=Fajar-MotorList96 | 2023-10-26 14:47
EMO000383 | FP-01-SP1-CLD-PU08 |  | AC MOTOR;ABB380V,50HZ,200KW,6P,B | Installed | SP1.PUL8/GB/M | 97 | https://www.safesave.info/MIC.php?id=Fajar-MotorList97 | 2023-10-26 14:47
EMO000384 | FP-01-SP1-CLD-PU08-P093 |  | AC MOTOR;ABB380V,50HZ,45KW,4P,B | Installed | SP1.PUL8/P1/M | 98 | https://www.safesave.info/MIC.php?id=Fajar-MotorList98 | 2023-10-26 14:47
EMO004242 | FP-01-SP1-CLD-SR20 |  | AC MOTOR MARATHON;380V,50Hz,45kW,6P,280S,B3 | Installed | SP1.CL.ADS1/M | 99 | https://www.safesave.info/MIC.php?id=Fajar-MotorList99 | 2023-10-26 14:47
EMO000051 | FP-01-SP1-CLD-SR21 |  | AC MOTOR;380V,50Hz,4kW,4P,112M,B3 | Installed | SP1.CL.JNS1/M | 100 | https://www.safesave.info/MIC.php?id=Fajar-MotorList100 | 2023-10-26 14:47
EMO004243 | FP-01-SP1-CLD-SR23 |  | AC MOTOR MARATHON;380V,50Hz,55kW,4P,250M,B3 | Installed | SP1.CL.PS(C)1/M | 101 | https://www.safesave.info/MIC.php?id=Fajar-MotorList101 | 2023-10-26 14:47
EMO000391 | FP-01-SP1-CLD-SR25 |  | MOTOR ACABB;55KW;112A;8P;380V;V | Installed | SP1.CL.PS(F)1/M | 102 | https://www.safesave.info/MIC.php?id=Fajar-MotorList102 | 2023-10-26 14:47
EMO000392 | FP-01-SP1-CLD-SR26 |  | MOTOR AC;ABB37KW;71A;6P;380V;V | Installed | SP1.CL.PS(F)2/M | 103 | https://www.safesave.info/MIC.php?id=Fajar-MotorList103 | 2023-10-26 14:47
EMO000393 | FP-01-SP1-CLD-SR27 |  | MOTOR AC;ABB30KW;61A;6P;380V;V | Installed | SP1.CL.PS(F)3/M | 104 | https://www.safesave.info/MIC.php?id=Fajar-MotorList104 | 2023-10-26 14:47
EMO000400 | FP-01-SP1-CLD-T075-A027 |  | AC MOTOR;TECO380V,50Hz,15kW,6P,180L,B | Installed | SP1.CL.C4/AGT/M | 105 | https://www.safesave.info/MIC.php?id=Fajar-MotorList105 | 2023-10-26 14:47
EMO000402 | FP-01-SP1-CLD-T076-A028 |  | MOTOR ACTECO;15KW;31,9A;6P;380V;B | Installed | SP1.CL.C5/AGT1/M | 106 | https://www.safesave.info/MIC.php?id=Fajar-MotorList106 | 2023-10-26 14:47
EMO000404 | FP-01-SP1-CLD-T076-P098 |  | AC MOTOR;ABB380V,50Hz,15kW,4P,160L,B | Installed | SP1.CL.C5/P1/M | 107 | https://www.safesave.info/MIC.php?id=Fajar-MotorList107 | 2023-10-26 14:47
EMO000726 | FP-01-SP1-CLD-T077-P099 |  | AC MOTOR;ABB380V,50Hz,15kW,4P,160L,B3 | Installed | SP1.CL.C6/P1/M | 108 | https://www.safesave.info/MIC.php?id=Fajar-MotorList108 | 2023-10-26 14:47
EMO000408 | FP-01-SP1-CLD-T078-P101 |  | MOTOR ACABB;30KW;61A;4P;380V;B | Installed | SP1.CL.C7/P2/M | 109 | https://www.safesave.info/MIC.php?id=Fajar-MotorList109 | 2023-10-26 14:47
EMO000409 | FP-01-SP1-CLD-T078-P102 |  | AC MOTOR;HUADA380V,50Hz,22kW,4P,180L,B | Installed | SP1.CL.C7/P3/M | 110 | https://www.safesave.info/MIC.php?id=Fajar-MotorList110 | 2023-10-26 14:47
EMO000485 | FP-01-SP1-CLD-T080-P104 |  | AC MOTOR;ABB380V,50Hz,15kW,4P,160L,B | Installed | SP1.CL.C9/P1/M | 111 | https://www.safesave.info/MIC.php?id=Fajar-MotorList111 | 2023-10-26 14:47
EMO000413 | FP-01-SP1-CLD-T081-P105 |  | AC MOTOR;ABB380V,50Hz,55kW,4P,250M,B3 | Installed | SP1.CL.C10/P1/M | 112 | https://www.safesave.info/MIC.php?id=Fajar-MotorList112 | 2023-10-26 14:47
EMO000731 | FP-01-SP1-CLD-T083-P111 |  | AC MOTOR;380V,50Hz,11kW,4P,160M,B | Installed | SP1.CL.C13/P1/M | 113 | https://www.safesave.info/MIC.php?id=Fajar-MotorList113 | 2023-10-26 14:47
EMO000416 | FP-01-SP1-CLD-T084-P113 |  | AC MOTOR;380V,50Hz,30kW,4P,200L,B3 | Installed | SP1.CL.C17/P1/M | 114 | https://www.safesave.info/MIC.php?id=Fajar-MotorList114 | 2023-10-26 14:47
EMO000417 | FP-01-SP1-CLD-T084-P114 |  | AC MOTOR;380V,50Hz,37kW,4P,225S,B3 | Installed | SP1.CL.C17/P2/M | 115 | https://www.safesave.info/MIC.php?id=Fajar-MotorList115 | 2023-10-26 14:47
EMO003417 | FP-01-SP1-CLD-T084-P115 |  | AC MOTOR;CGE380V,50Hz,7.5kW,4P,132M,B3 | Installed | SP1.CL.C17/P3/M | 116 | https://www.safesave.info/MIC.php?id=Fajar-MotorList116 | 2023-10-26 14:47
EMO001684 | FP-01-SP1-CLD-T085-P116 |  | AC MOTOR ABB;380V,50Hz,45kW,4P,250M,B3 | Installed | SP1.CL.C14/P1/M | 117 | https://www.safesave.info/MIC.php?id=Fajar-MotorList117 | 2023-10-26 14:47
EMO004978 | FP-01-SP1-CLD-T086-P117 |  | AC MOTOR;380V,50Hz,30kW,4P,200L,B3 | Installed | SP1.CL.C15/P1/M | 118 | https://www.safesave.info/MIC.php?id=Fajar-MotorList118 | 2023-10-26 14:47
EMO003478 | FP-01-PM1-COT-COAT-BKR2 |  | DC MOTOR;440V,30KW,76A | Installed | PM1.COT.BMB/BKR/GB/M | 119 | https://www.safesave.info/MIC.php?id=Fajar-MotorList119 | 2023-10-26 14:47
EMO000423 | FP-01-SP1-CLD-T087-P118 |  | AC MOTOR;ABB380V,50Hz,18.5kW,4P,180M,B3 | Installed | SP1.CL.C16/P1/M | 120 | https://www.safesave.info/MIC.php?id=Fajar-MotorList120 | 2023-10-26 14:47
EMO000755 | FP-01-SP1-CLD-T089-P109 |  | AC MOTOR;ABB380V,50HZ,75KW,4P,B | Installed | SP1.CL.T2/P1/M | 121 | https://www.safesave.info/MIC.php?id=Fajar-MotorList121 | 2023-10-26 14:47
EMO000430 | FP-01-SP1-CLD-TH18 |  | AC MOTOR;380V,50Hz,7.5KW,4P,132M,V1 | Installed | SP1.CL.THK(SF)1/GB/M | 122 | https://www.safesave.info/MIC.php?id=Fajar-MotorList122 | 2023-10-26 14:47
EMO000429 | FP-01-SP1-CLD-TH19 |  | MOTOR ACGE;7,5HP;12,6A;4P;380V;B | Installed | SP1.CL.THK2/GB/M | 123 | https://www.safesave.info/MIC.php?id=Fajar-MotorList123 | 2023-10-26 14:47
EMO002130 | FP-01-SP1-CLD-TH20 |  | AC MOTOR;380V,50HZ,7.5KW,4P,12A | Installed | SP1.CL.THK3/GB/M | 124 | https://www.safesave.info/MIC.php?id=Fajar-MotorList124 | 2023-10-26 14:47
EMO003129 | FP-01-SP1-CLD-TH21 |  | MOTOR,AC,R80V,SEW,0.55KW,1.1A,4P,380V | Installed | SP1.CL.THK4/SW(O)/M | 125 | https://www.safesave.info/MIC.php?id=Fajar-MotorList125 | 2023-10-26 14:47
EMO001676 | FP-01-SP1-CLD-TH21 |  | MOTOR,STROMBERG,7.5KW,12A,4P | Installed | SP1.CL.THK4/GB/M | 126 | https://www.safesave.info/MIC.php?id=Fajar-MotorList126 | 2023-10-26 14:47
EMO000997 | FP-01-SP1-CLD-T079-P103 |  | AC MOTOR;ABB380V,50Hz,15kW,4P,160L,B | Installed | SP1.CL.C8/P1/M | 127 | https://www.safesave.info/MIC.php?id=Fajar-MotorList127 | 2023-10-26 14:47
EMO001616 | FP-01-SP1-CLD-T072-P094 |  | AC MOTOR;ABB380V,50Hz,30kW,4P,200L,B3 | Installed | SP1.CL.C1/P1/M | 128 | https://www.safesave.info/MIC.php?id=Fajar-MotorList128 | 2023-10-26 14:47
EMO000341 | FP-01-SP1-CLD-TH21-P119 |  | AC MOTOR;380V,50HZ,15KW,4P,30A,B | Installed | SP1.CL.THK4/P1/M | 129 | https://www.safesave.info/MIC.php?id=Fajar-MotorList129 | 2023-10-26 14:47
EMO002140 | FP-01-SP1-CLD-BL01 |  | AC MOTORTECO;380V,50Hz,55kW,4P,250S,B3 | Installed | SP1.CL.VS1/BLW/M | 130 | https://www.safesave.info/MIC.php?id=Fajar-MotorList130 | 2023-10-26 14:47
EMO000758 | FP-01-SP1-CLD-T078-P100 |  | AC MOTORASEA;380V,50HZ,30KW,4P,B | Installed | SP1.CL.C7/P1/M | 131 | https://www.safesave.info/MIC.php?id=Fajar-MotorList131 | 2023-10-26 14:47
EMO000103 | FP-01-SP1-CLD-T073-P095 |  | AC MOTOR;ABB380V,50Hz,15kW,4P,160L,B | Installed | SP1.CL.C2/P1/M | 132 | https://www.safesave.info/MIC.php?id=Fajar-MotorList132 | 2023-10-26 14:47
EMO000411 | FP-01-SP1-CLD-T075-P097 |  | AC MOTOR;TECO380V,50Hz,15kW,4P,160L,B3 | Installed | SP1.CL.C4/P1/M | 133 | https://www.safesave.info/MIC.php?id=Fajar-MotorList133 | 2023-10-26 14:47
EMO000523 | FP-01-SP1-CLD-DKC5-P108 |  | AC MOTOR;ABB380V,50Hz,22kW,4P,180L,B3 | Installed | SP1.CL.DKC3/P1/M | 134 | https://www.safesave.info/MIC.php?id=Fajar-MotorList134 | 2023-10-26 14:47
EMO001666 | FP-01-SP1-CLD-T082-P110 |  | AC MOTOR;TECO380V,50Hz,22kW,4P,180L,B3 | Installed | SP1.CL.C12/P1/M | 135 | https://www.safesave.info/MIC.php?id=Fajar-MotorList135 | 2023-10-26 14:47
EMO001814 | FP-01-SP1-CLD-T073-A025 |  | AC MOTOR,TECO380V,50HZ,3.7KW,8P | Installed | SP1.CL.C2/AGT/M | 136 | https://www.safesave.info/MIC.php?id=Fajar-MotorList136 | 2023-10-26 14:47
EMO002169 | FP-01-SP1-CLD-T077-A030 |  | AC MOTORTECO;380V,50Hz,15kW,6P,180L,B3 | Installed | SP1.CL.C6/AGT/M | 137 | https://www.safesave.info/MIC.php?id=Fajar-MotorList137 | 2023-10-26 14:47
EMO000747 | FP-01-SP1-CLD-T086-A032 |  | AC MOTOR;TECO380V,50Hz,11kW,6P,160L,B3 | Installed | SP1.CL.C15/AGT/M | 138 | https://www.safesave.info/MIC.php?id=Fajar-MotorList138 | 2023-10-26 14:47
EMO003914 | FP-01-SP1-CLD-T090-P112 |  | AC MOTORABB;380V,50HZ,7.5KW,4P,16A,B | Installed | SP1.CL.T3/P1/M | 139 | https://www.safesave.info/MIC.php?id=Fajar-MotorList139 | 2023-10-26 14:47
EMO002709 | FP-01-SP1-CLD-T076-A029 |  | AC MOTORTECO;380Hz,50HZ,15KW,6P,B | Installed | SP1.CL.C5/AGT2/M | 140 | https://www.safesave.info/MIC.php?id=Fajar-MotorList140 | 2023-10-26 14:47
EMO003148 | FP-01-SP1-CLD-T091-P120 |  | AC MOTORTECO;380V,50HZ,75kW,4P,140A,B | Installed | SP1.CL.T4/P1/M | 141 | https://www.safesave.info/MIC.php?id=Fajar-MotorList141 | 2023-10-26 14:47
EMO002119 | FP-01-SP1-CLD-T072-A024 |  | AC MOTOR;TECO380V,50Hz,22kW,6P,200L,B | Installed | SP1.CL.C1/AGT/M | 142 | https://www.safesave.info/MIC.php?id=Fajar-MotorList142 | 2023-10-26 14:47
EMO000036 | FP-01-SP1-MXW-T050-P057 |  | AC MOTOR;ABB 380V,50Hz,132kW,4P,315S,B3 | Installed | SP1.MW.C4/P6/M | 143 | https://www.safesave.info/MIC.php?id=Fajar-MotorList143 | 2023-10-26 14:47
EMO000486 | FP-01-SP1-MXW-T361-P385 |  | AC MOTOR;TECO 380V,50Hz,30kW,4P,200L,B3 | Installed | SP1.MW.T35A/P/M | 144 | https://www.safesave.info/MIC.php?id=Fajar-MotorList144 | 2023-10-26 14:47
EMO000414 | FP-01-SP1-MXW-T064-P083 |  | AC MOTOR;380V,50Hz,22kW,4P,180L,B3 | Installed | SP1.MW.VS2/P1/M | 145 | https://www.safesave.info/MIC.php?id=Fajar-MotorList145 | 2023-10-26 14:47
EMO000502 | FP-01-SP1-MXW-DSP1 |  | MOTOR AC;TECO 500KW;114A;4P;3000V;B | Installed | SP1.MW.DSP1/M | 146 | https://www.safesave.info/MIC.php?id=Fajar-MotorList146 | 2023-10-26 14:47
EMO000513 | FP-01-SP1-MXW-RF04 |  | AC MOTOR;GE 3000V,50Hz,450kW,12P,490Rpm | Installed | SP1.UK.DDR3/M | 147 | https://www.safesave.info/MIC.php?id=Fajar-MotorList147 | 2023-10-26 14:47
EMO004255 | FP-01-SP1-MXW-SR12 |  | AC MOTOR;MARATHON 380V,50Hz,45kW,6P,280S,B3 | Installed | SP1.MW.PS(C)1/M | 148 | https://www.safesave.info/MIC.php?id=Fajar-MotorList148 | 2023-10-26 14:47
EMO003799 | FP-01-SP1-MXW-SR13 |  | AC MOTOR;ABB 380V,50Hz,75kW,4P,280S,B3 | Installed | SP1.MW.FRAC/M | 149 | https://www.safesave.info/MIC.php?id=Fajar-MotorList149 | 2023-10-26 14:47
EMO000516 | FP-01-SP1-MXW-SR14 |  | MOTOR AC;ABB 110KW;216A;8P;380V;V | Installed | SP1.MW.PS(F)1/M | 150 | https://www.safesave.info/MIC.php?id=Fajar-MotorList150 | 2023-10-26 14:48
EMO004249 | FP-01-SP1-MXW-SR15 |  | AC MOTOR MARATHON;380V,50Hz,55kW,8P,315S,B3 | Installed | SP1.MW.PS(F)2/M | 151 | https://www.safesave.info/MIC.php?id=Fajar-MotorList151 | 2023-10-26 14:48
EMO003656 | FP-01-SP1-MXW-SR16 |  | AC MOTOR;TECO380V,50Hz,75kW,8P,315S,V5 | Installed | SP1.MW.PS(C)2/M | 152 | https://www.safesave.info/MIC.php?id=Fajar-MotorList152 | 2023-10-26 14:48
EMO004248 | FP-01-SP1-MXW-SR18 |  | AC MOTOR;380V,50Hz,22kW,4P,180L,B3 | Installed | SP1.MW.PS(C)3/M | 153 | https://www.safesave.info/MIC.php?id=Fajar-MotorList153 | 2023-10-26 14:48
EMO003664 | FP-01-SP1-MXW-SR40 |  | AC MOTOR HUADA;380V,50Hz,75kW,8P,315M,B3 | Installed | SP1.MW1.PS(F)1/M | 154 | https://www.safesave.info/MIC.php?id=Fajar-MotorList154 | 2023-10-26 14:48
EMO000094 | FP-01-SP1-MXW-T048-P061 |  | MOTOR AC ABB 380V,50Hz,22kW,4P,180L,B3 | Installed | SP1.MW.T2/P1/M | 155 | https://www.safesave.info/MIC.php?id=Fajar-MotorList155 | 2023-10-26 14:48
EMO000529 | FP-01-SP1-MXW-T049-A017 |  | AC MOTOR;TECO380V,50Hz,22kW,4P,180L,B3 | Installed | SP1.MW.C3/AGT/GB/M | 156 | https://www.safesave.info/MIC.php?id=Fajar-MotorList156 | 2023-10-26 14:48
EMO002697 | FP-01-SP1-MXW-T049-P062 |  | AC MOTOR;380V,50Hz,75kW,4P,250M,B3 | Installed | SP1.MW.C3/P1/M | 157 | https://www.safesave.info/MIC.php?id=Fajar-MotorList157 | 2023-10-26 14:48
EMO002710 | FP-01-SP1-MXW-T050-P064 |  |  | Installed | SP1.MW.C4/P2/M | 158 | https://www.safesave.info/MIC.php?id=Fajar-MotorList158 | 2023-10-26 14:48
EMO000535 | FP-01-SP1-MXW-T050-P067 |  | AC MOTOR;ABB 380V,50Hz,22kW,4P,180L,B3 | Installed | SP1.MW.C4/P5/M | 159 | https://www.safesave.info/MIC.php?id=Fajar-MotorList159 | 2023-10-26 14:48
EMO000285 | FP-01-SP1-MXW-T052-P070 |  | MOTOR AC ABB;30KW;61A;4P;380V;B | Installed | SP1.MW.T4/P1/M | 160 | https://www.safesave.info/MIC.php?id=Fajar-MotorList160 | 2023-10-26 14:48
EMO005630 | FP-01-SP1-MXW-T055-P076 | 10011115 | AC MOTOR;380V,50Hz,75kW,4P,280S,B3 | Installed | SP1.MW.T(DLG)1/P1/M | 161 | https://www.safesave.info/MIC.php?id=Fajar-MotorList161 | 2023-10-26 14:48
EMO000544 | FP-01-SP1-MXW-T056-P077 |  | AC MOTOR;380V,50Hz,15kW,4P,B | Installed | SP1.MW.T(DLG)2/P1/M | 162 | https://www.safesave.info/MIC.php?id=Fajar-MotorList162 | 2023-10-26 14:48
EMO000080 | FP-01-SP1-MXW-T057-A018 |  | MOTOR AC TECO AEEB;22KW;44,5A;6P;380V;B | Installed | SP1.MW.C5/AGT1/M | 163 | https://www.safesave.info/MIC.php?id=Fajar-MotorList163 | 2023-10-26 14:48
EMO003577 | FP-01-SP1-MXW-TH12 |  | AC MOTOR TECO AEEB ;380V,50HZ,30KW,6P,380V | Installed | SP1.MW.THK(LF)1/GB/M | 164 | https://www.safesave.info/MIC.php?id=Fajar-MotorList164 | 2023-10-26 14:48
EMO002980 | FP-01-SP1-MXW-TH13 |  | AC MOTOR;380V,50Hz,0.55kW,4P | Installed | SP1.MW.THK(LF).2.SW/M | 165 | https://www.safesave.info/MIC.php?id=Fajar-MotorList165 | 2023-10-26 14:48
EMO003317 | FP-01-SP1-MXW-TH13 |  | AC MOTOR;380V,50HZ,37KW,4P,B | Installed | SP1.MXW.TH13.GB/M | 166 | https://www.safesave.info/MIC.php?id=Fajar-MotorList166 | 2023-10-26 14:48
EMO003308 | FP-01-SP1-MXW-TH15 |  | MOTOR AC,7.5KW,15.5A,6P,380V | Installed | SP1.MW.THK4.SCC/M | 167 | https://www.safesave.info/MIC.php?id=Fajar-MotorList167 | 2023-10-26 14:48
EMO003103 | FP-01-SP1-MXW-TH15 |  | MOTOR ;1.5KW,3.5A,4P,380V,V | Installed | SP1.MW.THK4/GB/P(G)/M | 168 | https://www.safesave.info/MIC.php?id=Fajar-MotorList168 | 2023-10-26 14:48
EMO003993 | FP-01-SP1-MXW-TH15 |  | AC MOTOR MARATHON;380V,50Hz,15kW,4P,160L,B3 | Installed | SP1.MW.THK4/M | 169 | https://www.safesave.info/MIC.php?id=Fajar-MotorList169 | 2023-10-26 14:48
EMO003441 | FP-01-SP1-MXW-TH16 |  | MOTOR AC JOODAR ;29,5KW;58A;4P;380V;B | Installed | SP1.MW.SCP1/M | 170 | https://www.safesave.info/MIC.php?id=Fajar-MotorList170 | 2023-10-26 14:48
EMO000556 | FP-01-SP1-MXW-TH17 |  | MOTOR AC JOODAR ;29,5KW;58A;4P;380V;B | Installed | SP1.MW.SCP2/M | 171 | https://www.safesave.info/MIC.php?id=Fajar-MotorList171 | 2023-10-26 14:48
EMO000515 | FP-01-SP1-MXW-VP02 |  | MOTOR,AC,AEEB,TECO,110KW,210A,6P,380V | Installed | SP1.MW.VP1/M | 172 | https://www.safesave.info/MIC.php?id=Fajar-MotorList172 | 2023-10-26 14:48
EMO000775 | FP-01-SP1-MXW-T057-P079 |  | AC MOTOR;ABB 380V,50HZ,110KW,4P,B | Installed | SP1.MW.C5/P1/M | 173 | https://www.safesave.info/MIC.php?id=Fajar-MotorList173 | 2023-10-26 14:48
EMO001061 | FP-01-SP1-MXW-T362-P386 |  | AC MOTOR;380V,50Hz,45kW,4P,225M,B3 | Installed | SP1.MW.T35B/P/M | 174 | https://www.safesave.info/MIC.php?id=Fajar-MotorList174 | 2023-10-26 14:48
EMO001586 | FP-01-SP1-MXW-T050-P065 |  | AC MOTOR;ABB 380V,50Hz,200kW,4P,315M,B | Installed | SP1.MW.C4/P3/M | 175 | https://www.safesave.info/MIC.php?id=Fajar-MotorList175 | 2023-10-26 14:48
EMO002104 | FP-01-SP1-MXW-T046-P059 |  | AC MOTOR;380V,50Hz,22kW,4P,180L,B3 | Installed | SP1.MW.C2/P1/M | 176 | https://www.safesave.info/MIC.php?id=Fajar-MotorList176 | 2023-10-26 14:48
EMO000971 | FP-01-SP1-MXW-T050-P066 |  | AC MOTORTECO;380V,50Hz,55kW,4P,250S,B3 | Installed | SP1.MW.C4/P4/M | 177 | https://www.safesave.info/MIC.php?id=Fajar-MotorList177 | 2023-10-26 14:48
EMO004029 | FP-01-SP1-MXW-PAL9-P003 |  | AC MOTOR;380V,50Hz,30kW,4P,200M,B3 | Installed | SP1.MXW.PAL9.P003/M | 178 | https://www.safesave.info/MIC.php?id=Fajar-MotorList178 | 2023-10-26 14:48
EMO003890 | FP-01-SP1-MXW-VP03 |  |  | Installed | SP1.MW.THK/VP1/M | 179 | https://www.safesave.info/MIC.php?id=Fajar-MotorList179 | 2023-10-26 14:48
EMO000613 | FP-01-SP1-MXW-T051-P069 |  | AC MOTOR;380V,50Hz,11kW,4P,160M,B3 | Installed | SP1.MW.T3/P2/M | 180 | https://www.safesave.info/MIC.php?id=Fajar-MotorList180 | 2023-10-26 14:48
EMO000403 | FP-01-SP1-MXW-T046-A016 |  | AC MOTOR;380V,50Hz,15kW,6P,180L,B3 | Installed | SP1.MW.C2/AGT/M | 181 | https://www.safesave.info/MIC.php?id=Fajar-MotorList181 | 2023-10-26 14:48
EMO002081 | FP-01-SP1-MXW-VP04 |  | MOTOR AC;55KW;112A;4P;380V;B | Installed | SP1.MW.THK/VP2/M | 182 | https://www.safesave.info/MIC.php?id=Fajar-MotorList182 | 2023-10-26 14:48
EMO000524 | FP-01-SP1-MXW-T050-P063 |  | AC MOTOR ABB;380V,50Hz,75kW,4P,280S,B3 | Installed | SP1.MW.C4.P1/M | 183 | https://www.safesave.info/MIC.php?id=Fajar-MotorList183 | 2023-10-26 14:48
EMO003141 | FP-01-SP1-MXW-RF14 |  | AC MOTOR;HUADA3000V,50Hz,250kW,4P,355M,B3 | Installed | SP1.MW.RF14/M | 184 | https://www.safesave.info/MIC.php?id=Fajar-MotorList184 | 2023-10-26 14:48
EMO003155 | FP-01-SP1-MXW-T063-P082 |  | AC MOTOR;380V,50HZ,22Kw,4P | Installed | SP1.MW.VS1/P1/M | 185 | https://www.safesave.info/MIC.php?id=Fajar-MotorList185 | 2023-10-26 14:48
EMO002090 | FP-01-SP1-MXW-T051-P068 |  | AC MOTOR;380V,50Hz,22kW,4P,180L,B3 | Installed | SP1.MW.T3P1/M | 186 | https://www.safesave.info/MIC.php?id=Fajar-MotorList186 | 2023-10-26 14:48
EMO000484 | FP-01-SP1-MXW-T058-P081 |  | MOTOR AC;7,5KW;16A;4P;380V;B | Installed | SP1.MW.PIT/P1/M | 187 | https://www.safesave.info/MIC.php?id=Fajar-MotorList187 | 2023-10-26 14:48
EMO003604 | FP-01-SP1-MXW-RF04 |  | MOTOR,MASTER PB 1,5-2,2/3,5-5,1A,4P | Installed | SP1.MXW.RF04.KNF/M | 188 | https://www.safesave.info/MIC.php?id=Fajar-MotorList188 | 2023-10-26 14:48
EMO004260 | FP-01-SP1-MXW-PAL9 |  | AC MOTOR;MARATHON 380V,50Hz,75kW,6P,315S,B3 | Installed | SP1.MXW.PAL9/PL-SORTER/M | 189 | https://www.safesave.info/MIC.php?id=Fajar-MotorList189 | 2023-10-26 14:48
EMO002108 | FP-01-SP1-OCC-T103-P080 |  | AC MOTOR;380V,50Hz,45kW,4P,225M,B3 | Installed | SP1.MW.C5A/P2/M | 190 | https://www.safesave.info/MIC.php?id=Fajar-MotorList190 | 2023-10-26 14:48
EMO000363 | FP-01-SP1-ONP-T031-P045 |  | AC MOTOR;380V,50Hz,30kW,4P,200L,B3 | Installed | SP1.ON.C3/P3/M | 191 | https://www.safesave.info/MIC.php?id=Fajar-MotorList191 | 2023-10-26 14:48
EMO000475 | FP-01-SP1-ONP-T032-P048 |  | AC MOTOR;380V,50HZ,15KW,4P,B | Installed | SP1.ON.T2/P2/M | 192 | https://www.safesave.info/MIC.php?id=Fajar-MotorList192 | 2023-10-26 14:48
EMO000565 | FP-01-SP1-ONP-RF03 |  | AC MOTOR;3000V,50Hz,220kW,8P,740Rpm | Installed | SP1.ON.DDR2/M | 193 | https://www.safesave.info/MIC.php?id=Fajar-MotorList193 | 2023-10-26 14:48
EMO000566 | FP-01-SP1-ONP-RJ01 |  | MOTOR AC;55KW;105A;4P;380V;B | Installed | SP1.ON.RJS1/M | 194 | https://www.safesave.info/MIC.php?id=Fajar-MotorList194 | 2023-10-26 14:48
EMO000569 | FP-01-SP1-ONP-SR09 |  | MOTOR AC;75KW;152A;6P;380V;V | Installed | SP1.ON.PS(F)1/M | 195 | https://www.safesave.info/MIC.php?id=Fajar-MotorList195 | 2023-10-26 14:48
EMO000395 | FP-01-SP1-ONP-T030-P042 | 10020916 | AC MOTOR;380V,50Hz,30kW,4P,200L,B3 | Installed | SP1.ON.T4/P1/M | 196 | https://www.safesave.info/MIC.php?id=Fajar-MotorList196 | 2023-10-26 14:48
EMO000578 | FP-01-SP1-ONP-T031-P043 |  | AC MOTOR;380V,50Hz,132kW,4P,315M,B3 | Installed | SP1.ON.C3/P1/M | 197 | https://www.safesave.info/MIC.php?id=Fajar-MotorList197 | 2023-10-26 14:48
EMO000582 | FP-01-SP1-ONP-T032-P047 |  | AC MOTOR;380V,50HZ,45KW,4P,B | Installed | SP1.ON.T2/P1/M | 198 | https://www.safesave.info/MIC.php?id=Fajar-MotorList198 | 2023-10-26 14:48
EMO000584 | FP-01-SP1-ONP-T032-P049 |  | AC MOTOR;380V,50HZ,11KW,4P,B | Installed | SP1.ON.T2/P3/M | 199 | https://www.safesave.info/MIC.php?id=Fajar-MotorList199 | 2023-10-26 14:48
EMO002486 | FP-01-SP1-ONP-T034-P050 |  | AC MOTOR;380V,50HZ,11KW,4P,B | Installed | SP1.ON.T6/P1/M | 200 | https://www.safesave.info/MIC.php?id=Fajar-MotorList200 | 2023-10-26 14:48
EMO000586 | FP-01-SP1-ONP-T035-P051 |  | AC MOTOR;380V,50HZ,22KW,4P,44A,B | Installed | SP1.ON.T3/P1/M | 201 | https://www.safesave.info/MIC.php?id=Fajar-MotorList201 | 2023-10-26 14:48
EMO000589 | FP-01-SP1-ONP-T038-A012 |  | AC MOTOR;380V,50Hz,18.5kW,6P,200L,B3 | Installed | SP1.ON.C4/AGT1/GB/M | 202 | https://www.safesave.info/MIC.php?id=Fajar-MotorList202 | 2023-10-26 14:48
EMO000590 | FP-01-SP1-ONP-T038-A013 |  | AC MOTOR;380V,50Hz,22kW,6P,200L,B3 | Installed | SP1.ON.C4/AGT2/GB/M | 203 | https://www.safesave.info/MIC.php?id=Fajar-MotorList203 | 2023-10-26 14:48
EMO000595 | FP-01-SP1-ONP-TH10-VP01 | 10011044 | AC MOTOR;380V,50HZ,45KW,4P,B | Installed | SP1.ON.THK1/VP1/M | 204 | https://www.safesave.info/MIC.php?id=Fajar-MotorList204 | 2023-10-26 14:48
EMO000596 | FP-01-SP1-ONP-TH11 |  | MOTOR AC;5,5KW;12,6A;4P;380V;B | Installed | SP1.ON.THK2/GB/M | 205 | https://www.safesave.info/MIC.php?id=Fajar-MotorList205 | 2023-10-26 14:48
EMO000605 | FP-01-SP1-ONP-T027-P039 |  | AC MOTOR;380V,50Hz,37kW,4P,225S,B3 | Installed | SP1.ON.C1/P1/M | 206 | https://www.safesave.info/MIC.php?id=Fajar-MotorList206 | 2023-10-26 14:48
EMO001425 | FP-01-SP1-ONP-T031-P044 |  | MOTOR,37KW,69.9A,4P,380V,HUADA | Installed | SP1.ON.C3/P2/M | 207 | https://www.safesave.info/MIC.php?id=Fajar-MotorList207 | 2023-10-26 14:48
EMO000501 | FP-01-SP1-ONP-CN04 |  | AC MOTOR;380V,50Hz,11kW,6P,160L,B5 | Installed | SP1.CON4/GM/M | 208 | https://www.safesave.info/MIC.php?id=Fajar-MotorList208 | 2023-10-26 14:48
EMO002068 | FP-01-SP1-ONP-T039-P055 |  | AC MOTOR;380V,50Hz,37kW,4P,225S,B3 | Installed | SP1.ON.C5/P1/M | 209 | https://www.safesave.info/MIC.php?id=Fajar-MotorList209 | 2023-10-26 14:48
EMO002676 | FP-01-SP1-ONP-T028-A011 |  | AC MOTOR;380V,50Hz,22kW,4P,180L,B3 | Installed | SP1.MW.C6/AGT/M | 210 | https://www.safesave.info/MIC.php?id=Fajar-MotorList210 | 2023-10-26 14:49
EMO002777 | FP-01-SP1-ONP-T038-P054 |  | AC MOTOR;380V,50Hz,45kW,4P,225M,B3 | Installed | SP1.ON.C4/P1/M | 211 | https://www.safesave.info/MIC.php?id=Fajar-MotorList211 | 2023-10-26 14:49
EMO000553 | FP-01-SP1-ONP-TH10 |  | AC MOTOR;380V,50Hz,37kW,4P,225S,B3 | Installed | SP1.ON.THK1/GB/M | 212 | https://www.safesave.info/MIC.php?id=Fajar-MotorList212 | 2023-10-26 14:49
EMO002898 | FP-01-SP1-ONP-T031-P046 |  | AC MOTOR;380V,50Hz,45kW,4P,225M,B3 | Installed | SP1.ON.C3/P4/M | 213 | https://www.safesave.info/MIC.php?id=Fajar-MotorList213 | 2023-10-26 14:49
EMO002941 | FP-01-SP1-ONP-PU04-P368 |  | AC MOTOR;380V,50Hz,110kW,4P,315S,B3 | Installed | SP1.PUL4/P3/M | 214 | https://www.safesave.info/MIC.php?id=Fajar-MotorList214 | 2023-10-26 14:49
EMO002954 | FP-01-SP1-ONP-T039-A014 |  | MOTOR,AC,HXUR,STROMBERG,11KW,24A,6P,380V | Installed | SP1.ON.C5/AGT/M | 215 | https://www.safesave.info/MIC.php?id=Fajar-MotorList215 | 2023-10-26 14:49
EMO003608 | FP-01-SP1-ONP-RF03 |  | MOTOR,MASTER,1HP/0.166HP,1.8A/2.9A | Installed | SP1.ONP.RF03.DDR4(KN)/M | 216 | https://www.safesave.info/MIC.php?id=Fajar-MotorList216 | 2023-10-26 14:49
EMO003651 | FP-01-SP1-ONP-PU04 |  | AC MOTOR;3000V,50Hz,600kW,6P,450C,B3 | Installed | SP1.PUL4/GB/M | 217 | https://www.safesave.info/MIC.php?id=Fajar-MotorList217 | 2023-10-26 14:49
EMO003652 | FP-01-SP1-ONP-PU04-OU01 |  | AC MOTOR;380V,50Hz,2.2kW,6P,112M,B3 | Installed | SP1.PUL4/GB/OU/P/M | 218 | https://www.safesave.info/MIC.php?id=Fajar-MotorList218 | 2023-10-26 14:49
EMO003653 | FP-01-SP1-ONP-PU04-P038 |  | AC MOTOR;380V,50Hz,75kW,4P,280S,B3 | Installed | SP1.PUL4/P1/M | 219 | https://www.safesave.info/MIC.php?id=Fajar-MotorList219 | 2023-10-26 14:49
EMO003654 | FP-01-SP1-ONP-PU04-P367 |  | AC MOTOR;380V,50Hz,75kW,4P,280S,B3 | Installed | SP1.PUL4/P2/M | 220 | https://www.safesave.info/MIC.php?id=Fajar-MotorList220 | 2023-10-26 14:49
EMO003676 | FP-01-SP1-ONP-T027-A010 |  | AC MOTOR;380V,50Hz,22kW,8P,225M,B3 | Installed | SP1.ON.C1/AGT/M | 221 | https://www.safesave.info/MIC.php?id=Fajar-MotorList221 | 2023-10-26 14:49
EMO003756 | FP-01-SP1-ONP-T028-P040 |  | AC MOTOR;380V,50Hz,37kW,4P,225M,B3 | Installed | SP1.MW.C6/P1/M | 222 | https://www.safesave.info/MIC.php?id=Fajar-MotorList222 | 2023-10-26 14:49
EMO000399 | FP-01-SP1-ONP-T037-P053 |  | AC MOTOR;380V,50Hz,7.5kW,4P,132M,B3 | Installed | SP1.ON.PIT/P1/M | 223 | https://www.safesave.info/MIC.php?id=Fajar-MotorList223 | 2023-10-26 14:49
EMO004251 | FP-01-SP1-ONP-SR10 |  | AC MOTOR;380V,50Hz,45kW,6P,280S,B3 | Installed | SP1.ON.PS(F)2/M | 224 | https://www.safesave.info/MIC.php?id=Fajar-MotorList224 | 2023-10-26 14:49
EMO004254 | FP-01-SP1-ONP-SR07 |  | AC MOTOR;380V,50Hz,55kW,8P,315S,B3 | Installed | SP1.ON.PS(C)1/M | 225 | https://www.safesave.info/MIC.php?id=Fajar-MotorList225 | 2023-10-26 14:49
EMO004256 | FP-01-SP1-ONP-RF02 |  | AC MOTOR;380V,50Hz,110kW,2P,315S,B3 | Installed | SP1.ON.DDR1/M | 226 | https://www.safesave.info/MIC.php?id=Fajar-MotorList226 | 2023-10-26 14:49
EMO000131 | FP-01-SP1-UKP-T068-A022 |  | AC MOTORABB;380V,50HZ,22KW,6P,B | Installed | SP1.UK.C3/AGT/M | 227 | https://www.safesave.info/MIC.php?id=Fajar-MotorList227 | 2023-10-26 14:49
EMO002109 | FP-01-SP1-UKP-PU07-P084 |  | AC MOTOR;ABB380V,50Hz,37kW,4P,225S,B3 | Installed | SP1.PUL7/P1/M | 228 | https://www.safesave.info/MIC.php?id=Fajar-MotorList228 | 2023-10-26 14:49
EMO000598 | FP-01-SP1-UKP-CN07 |  | MOTOR AC;11KW;23,7A;6P;380V;V | Installed | SP1.CON7/GB/M | 229 | https://www.safesave.info/MIC.php?id=Fajar-MotorList229 | 2023-10-26 14:49
EMO000599 | FP-01-SP1-UKP-PU07 |  | AC MOTOR TECO;3000V,50Hz,400kW,6P,93.1A,B | Installed | SP1.PUL7/GB/M | 230 | https://www.safesave.info/MIC.php?id=Fajar-MotorList230 | 2023-10-26 14:49
EMO003960 | FP-01-SP1-UKP-RF05 |  | AC MOTOR;ASGEN3000V,50Hz,330kW,8P,81A | Installed | SP1.UK.DDR1/M | 231 | https://www.safesave.info/MIC.php?id=Fajar-MotorList231 | 2023-10-26 14:49
EMO000602 | FP-01-SP1-UKP-RF06 |  | AC MOTOR;3000V,50HZ,350KW,8P,B | Installed | SP1.UK.DDR2/M | 232 | https://www.safesave.info/MIC.php?id=Fajar-MotorList232 | 2023-10-26 14:49
EMO003963 | FP-01-SP1-UKP-RF07 | 10010837 | AC MOTOR;3000V,50Hz,335kW,10P,8307S,B3 | Installed | SP1.MW.DDR1/M | 233 | https://www.safesave.info/MIC.php?id=Fajar-MotorList233 | 2023-10-26 14:49
EMO000604 | FP-01-SP1-UKP-T065-A020 |  | AC MOTOR;TECO380V,50Hz,22KW,4P,180L,B | Installed | SP1.UK.C1/AGT/GB | 234 | https://www.safesave.info/MIC.php?id=Fajar-MotorList234 | 2023-10-26 14:49
EMO000561 | FP-01-SP1-UKP-T066-A021 |  | AC MOTOR;TECO380V,50Hz,15kW,6P,180L,B | Installed | SP1.UK.C2/AGT/M | 235 | https://www.safesave.info/MIC.php?id=Fajar-MotorList235 | 2023-10-26 14:49
EMO000607 | FP-01-SP1-UKP-T066-P087 |  | AC MOTORABB;380V,50Hz,30kW,4P,200M,B | Installed | SP1.UK.C2/P1/M | 236 | https://www.safesave.info/MIC.php?id=Fajar-MotorList236 | 2023-10-26 14:49
EMO001381 | FP-01-SP1-UKP-T067-P089 |  | AC MOTORABB;380V,50Hz,30kW,4P,200M,B | Installed | SP1.UK.T1/P1/M | 237 | https://www.safesave.info/MIC.php?id=Fajar-MotorList237 | 2023-10-26 14:49
EMO000611 | FP-01-SP1-UKP-T068-P090 |  | AC MOTOR;ABB380V,50Hz,45kW,4P,225S,B3 | Installed | SP1.UK.C3/P1/M | 238 | https://www.safesave.info/MIC.php?id=Fajar-MotorList238 | 2023-10-26 14:49
EMO000614 | FP-01-SP1-UKP-T069-P092 |  | MOTOR AC;ABB 30KW;59A;4P;380V;B | Installed | SP1.UK.C4/P2/M | 239 | https://www.safesave.info/MIC.php?id=Fajar-MotorList239 | 2023-10-26 14:49
EMO001739 | FP-01-SP1-UKP-T069-A023 |  | MOTORTECO,AEEBAC,TECO,22KW ,45,9A,6P | Installed | SP1.UK.C4/AGT/M | 240 | https://www.safesave.info/MIC.php?id=Fajar-MotorList240 | 2023-10-26 14:49
EMO003562 | FP-01-SP1-UKP-PU07 |  | AC MOTOR,TECO380V,50HZ,1.5KW,4P | Installed | SP1.PUL7.GB/P/G/M | 241 | https://www.safesave.info/MIC.php?id=Fajar-MotorList241 | 2023-10-26 14:49
EMO003605 | FP-01-SP1-UKP-RF07 |  | MOTOR,MASTER PB 1,5-2,2/3,5-5,1A,4P | Installed | SP1.UKP.RF07.DDR3(KN)/M | 242 | https://www.safesave.info/MIC.php?id=Fajar-MotorList242 | 2023-10-26 14:49
EMO003607 | FP-01-SP1-UKP-RF05 |  | MOTORASGEN,380V,0.75-0.11KW,2.15-1.1A,4-12P | Installed | SP1.UK.RF05(KN)/M | 244 | https://www.safesave.info/MIC.php?id=Fajar-MotorList244 | 2023-10-26 14:49
EMO003852 | FP-01-SP1-UKP-T069-P091 |  | AC MOTOR;STROMBERG380V,50Hz,15kW,4P,160L,B3 | Installed | SP1.UK.C4/P1/M | 245 | https://www.safesave.info/MIC.php?id=Fajar-MotorList245 | 2023-10-26 14:49
EMO000433 | FP-01-SP1-OCC-CN06 |  | AC MOTOR;380V,50Hz,11kW,6P | Installed | SP1.CON6/GB/M | 246 | https://www.safesave.info/MIC.php?id=Fajar-MotorList246 | 2023-10-26 14:49
EMO003016 | FP-01-SP1-OCC-TH14 |  | AC MOTOR;380V,50HZ,7.5KW,15A,4P | Installed | SP1.MW.THK3(SF)1/GB/M | 247 | https://www.safesave.info/MIC.php?id=Fajar-MotorList247 | 2023-10-26 14:49
EMO000503 | FP-01-SP1-OCC-PU06-DRSR |  | MOTOR AC;3KW;6,7A;4P;380V;V | Installed | SP1.PUL6/DRS/M1 | 248 | https://www.safesave.info/MIC.php?id=Fajar-MotorList248 | 2023-10-26 14:49
EMO000504 | FP-01-SP1-OCC-PU06-DRSR |  | MOTOR AC;3KW;6,7A;4P;380V;V | Installed | SP1.PUL6/DRS/M2 | 249 | https://www.safesave.info/MIC.php?id=Fajar-MotorList249 | 2023-10-26 14:49
EMO000505 | FP-01-SP1-OCC-PU06 |  | AC MOTOR;380V,50HZ,250KW,4P,B | Installed | SP1.PUL6/GB/M | 250 | https://www.safesave.info/MIC.php?id=Fajar-MotorList250 | 2023-10-26 14:49
EMO000506 | FP-01-SP1-OCC-PU06-HYPG |  | AC MOTOR;380V,50HZ,200KW,6P,B | Installed | SP1.PUL6/HYP/M | 251 | https://www.safesave.info/MIC.php?id=Fajar-MotorList251 | 2023-10-26 14:49
EMO002176 | FP-01-SP1-OCC-PU06-P073 |  | MOTOR AC;45KW;84A;4P;380V;B | Installed | SP1.PUL6/P1/M | 252 | https://www.safesave.info/MIC.php?id=Fajar-MotorList252 | 2023-10-26 14:49
EMO001654 | FP-01-SP1-WRS-T100-P135 |  | AC MOTOR;380V,50Hz,30kW,4P,B3 | Installed | SP1.WF.C3/P3/M | 253 | https://www.safesave.info/MIC.php?id=Fajar-MotorList253 | 2023-10-26 14:49
EMO000234 | FP-01-PM1-AP1-SR28 |  | MOTOR AC TECO AEEB ;380V,55KW,4P.380V.B | Installed | PM1.APP1.PS1/M | 254 | https://www.safesave.info/MIC.php?id=Fajar-MotorList254 | 2023-10-26 14:49
EMO002907 | FP-01-PM1-AP2-SR29 |  | AC MOTOR;380V,50Hz,55kW,4P,250S,B3 | Installed | PM1.APP2.PS1/M | 255 | https://www.safesave.info/MIC.php?id=Fajar-MotorList255 | 2023-10-26 14:49
EMO000032 | FP-01-PM1-AP3-SR30 |  | MOTOR AC TECO AEEB ;380V,55KW,4P.380V.B | Installed | PM1.APP3.PS1/M | 256 | https://www.safesave.info/MIC.php?id=Fajar-MotorList256 | 2023-10-26 14:49
EMO001639 | FP-01-PM1-AP4-SR31 |  | AC MOTOR;380V,50Hz,55kW,4P,250S,B3 | Installed | PM1.APP4.PS1/M | 257 | https://www.safesave.info/MIC.php?id=Fajar-MotorList257 | 2023-10-26 14:49
EMO000107 | FP-01-PM1-AP5-SR32 |  | MOTOR AC TECO AEEB ;380V,55KW,4P.380V.B | Installed | PM1.APP5.PS1/M | 258 | https://www.safesave.info/MIC.php?id=Fajar-MotorList258 | 2023-10-26 14:49
EMO000070 | FP-01-PM1-AP1-T149-A037 |  | MOTOR AC TECO AEEB ;22KW;45,9A;6P;380V;200L,B3 | Installed | PM1.APP1.C(BL)/AGT/M | 259 | https://www.safesave.info/MIC.php?id=Fajar-MotorList259 | 2023-10-26 14:49
EMO002106 | FP-01-PM1-AP1-T150-A038 |  | MOTOR AC TECO AEEB ;22KW;45,9A;6P;380V;200L,B3 | Installed | PM1.APP1.C(MC)/AGT/M | 260 | https://www.safesave.info/MIC.php?id=Fajar-MotorList260 | 2023-10-26 14:49
EMO000077 | FP-01-PM1-AP2-T154-A039 |  | MOTOR AC TECO AEEB ;22KW;45,9A;6P;380V;200L,B3 | Installed | PM1.APP2.C(BL)/AGT/M | 261 | https://www.safesave.info/MIC.php?id=Fajar-MotorList261 | 2023-10-26 14:49
EMO003669 | FP-01-PM1-AP2-T155-A040 |  | MOTOR AC TECO AEEB ;22KW;45,9A;6P;380V;200L,B3 | Installed | PM1.APP2.C(MC)/AGT/M | 262 | https://www.safesave.info/MIC.php?id=Fajar-MotorList262 | 2023-10-26 14:49
EMO000088 | FP-01-PM1-AP3-T159-A041 |  | MOTOR AC TECO AEEB ;22KW;45,9A;6P;380V;200L,B3 | Installed | PM1.APP3.C(BL)/AGT/M | 263 | https://www.safesave.info/MIC.php?id=Fajar-MotorList263 | 2023-10-26 14:49
EMO000394 | FP-01-PM1-AP3-T160-A042 |  | MOTOR AC TECO AEEB ;22KW;45,9A;6P;380V;200L,B3 | Installed | PM1.APP3.C(MC)/AGT/M | 264 | https://www.safesave.info/MIC.php?id=Fajar-MotorList264 | 2023-10-26 14:49
EMO000098 | FP-01-PM1-AP4-T165-A043 |  | MOTOR AC TECO AEEB ;22KW;45,9A;6P;380V;200L,B3 | Installed | PM1.APP4.C(BL)/AGT/M | 265 | https://www.safesave.info/MIC.php?id=Fajar-MotorList265 | 2023-10-26 14:49
EMO000610 | FP-01-PM1-AP4-T166-A044 |  | MOTOR AC TECO AEEB ;22KW;45,9A;6P;380V;200L,B3 | Installed | PM1.APP4.C(MC)/AGT/M | 266 | https://www.safesave.info/MIC.php?id=Fajar-MotorList266 | 2023-10-26 14:49
EMO000108 | FP-01-PM1-AP5-T170-A045 |  | MOTOR AC TECO AEEB ;22KW;45,9A;6P;380V;200L,B3 | Installed | PM1.APP5.C(BL)/AGT/M | 267 | https://www.safesave.info/MIC.php?id=Fajar-MotorList267 | 2023-10-26 14:49
EMO000612 | FP-01-PM1-AP5-T171-A046 |  | MOTOR AC TECO AEEB ;22KW;45,9A;6P;380V;200L,B3 | Installed | PM1.APP5.C(MC)/AGT/M | 268 | https://www.safesave.info/MIC.php?id=Fajar-MotorList268 | 2023-10-26 14:49
EMO000432 | FP-01-PM1-AP1-T149-P167 |  | AC MOTOR ABB ;380V,50HZ,15KW,30A,4P,B | Installed | PM1.APP1.C(BL)/P1/M | 269 | https://www.safesave.info/MIC.php?id=Fajar-MotorList269 | 2023-10-26 14:49
EMO000406 | FP-01-PM1-AP1-T150-P168 |  | MOTOR AC ABB;15KW;30A;4P;380V;B | Installed | PM1.APP1.C(MC)/P1/M | 270 | https://www.safesave.info/MIC.php?id=Fajar-MotorList270 | 2023-10-26 14:49
EMO000073 | FP-01-PM1-AP1-T151-P169 |  | AC MOTOR ABB ;380V,50HZ,55KW,6P,B | Installed | PM1.APP1.SL/P(FN)/M | 271 | https://www.safesave.info/MIC.php?id=Fajar-MotorList271 | 2023-10-26 14:49
EMO002700 | FP-01-PM1-AP1-T152-P170 |  | MOTOR AC TOSHIBA ;7,5KW;15A;4P;380V;B | Installed | PM1.APP1.T1/P1/M | 272 | https://www.safesave.info/MIC.php?id=Fajar-MotorList272 | 2023-10-26 14:50
EMO000075 | FP-01-PM1-AP1-T153-P171 |  | AC MOTOR TECO ;380V,50HZ,11KW,4P,B | Installed | PM1.APP1.T2/P1/M | 273 | https://www.safesave.info/MIC.php?id=Fajar-MotorList273 | 2023-10-26 14:50
EMO001683 | FP-01-PM1-AP2-T154-P172 |  | AC MOTOR TECO:380V,50HZ,37KW,4P,225SC | Installed | PM1.APP2.C(BL)/P1/M | 274 | https://www.safesave.info/MIC.php?id=Fajar-MotorList274 | 2023-10-26 14:50
EMO000082 | FP-01-PM1-AP2-T155-P173 |  | AC MOTOR;30KW,4P,380V;B | Installed | PM1.APP2.C(MC)/P1/M | 275 | https://www.safesave.info/MIC.php?id=Fajar-MotorList275 | 2023-10-26 14:50
EMO000083 | FP-01-PM1-AP2-T156-P174 |  | MOTOR AC TECO ;90KW;169A;6P;380V;B | Installed | PM1.APP2.SL/P(FN)/M | 276 | https://www.safesave.info/MIC.php?id=Fajar-MotorList276 | 2023-10-26 14:50
EMO003857 | FP-01-PM1-AP2-T157-P175 |  | AC MOTOR MARELLI ;380V,50HZ,11KW,4P,B | Installed | PM1.APP2.T1/P1/M | 277 | https://www.safesave.info/MIC.php?id=Fajar-MotorList277 | 2023-10-26 14:50
EMO002099 | FP-01-PM1-AP3-T159-P176 |  | MOTOR AC ABB ;45KW;88A;4P;380V;B | Installed | PM1.APP3.C(BL)/P1/M | 278 | https://www.safesave.info/MIC.php?id=Fajar-MotorList278 | 2023-10-26 14:50
EMO004007 | FP-01-PM1-AP3-T160-P177 |  | AC MOTOR ABB R;380V,50HZ,30KW,4P,380VB | Installed | PM1.APP3.C(MC)/P1/M | 279 | https://www.safesave.info/MIC.php?id=Fajar-MotorList279 | 2023-10-26 14:50
EMO000091 | FP-01-PM1-AP3-T161-P178 |  | MOTOR AC ABB ;90KW;169A;6P;380V;B | Installed | PM1.APP3.SL/P(FN)/M | 280 | https://www.safesave.info/MIC.php?id=Fajar-MotorList280 | 2023-10-26 14:50
EMO000092 | FP-01-PM1-AP3-T162-P179 |  | AC MOTOR; ABB 380V,50HZ,11KW,4P,B | Installed | PM1.APP3.T1/P1/M | 281 | https://www.safesave.info/MIC.php?id=Fajar-MotorList281 | 2023-10-26 14:50
EMO001762 | FP-01-PM1-AP3-T163-P180 |  | MOTOR AC ABB;18,5KW;38A;4P;380V;B | Installed | PM1.APP3.T2/P1/M | 282 | https://www.safesave.info/MIC.php?id=Fajar-MotorList282 | 2023-10-26 14:50
EMO003539 | FP-01-PM1-AP3-T164-P181 |  | MOTOR AC ABB ;22KW;44A;4P;380V;B | Installed | PM1.APP3.T3/P1/M | 283 | https://www.safesave.info/MIC.php?id=Fajar-MotorList283 | 2023-10-26 14:50
EMO003952 | FP-01-PM1-AP3-T164-P182 |  | AC MOTOR ABB ;380V,50Hz,22kW,4P,180L,B3 | Installed | PM1.APP3.T3/P2/M | 284 | https://www.safesave.info/MIC.php?id=Fajar-MotorList284 | 2023-10-26 14:50
EMO000096 | FP-01-PM1-AP3-T164-P183 |  | AC MOTOR ABB ;380V,50HZ,45KW,4P,380V,B | Installed | PM1.APP3.T3/P3/M | 285 | https://www.safesave.info/MIC.php?id=Fajar-MotorList285 | 2023-10-26 14:50
EMO000100 | FP-01-PM1-AP4-T165-P184 |  | MOTOR AC ABB ;22KW;43A;4P;380V;B | Installed | PM1.APP4.C(BL)/P1/M | 286 | https://www.safesave.info/MIC.php?id=Fajar-MotorList286 | 2023-10-26 14:50
EMO000112 | FP-01-PM1-AP4-T166-P185 |  | MOTOR;AC ABB,15KW,30A,4P,380V,B | Installed | PM1.APP4.C(MC)/P1/M | 287 | https://www.safesave.info/MIC.php?id=Fajar-MotorList287 | 2023-10-26 14:50
EMO000104 | FP-01-PM1-AP4-T167-P186 |  | MOTOR AC ABB ;55KW;108A;6P;380V;B | Installed | PM1.APP4.SL/P(FN)/M | 288 | https://www.safesave.info/MIC.php?id=Fajar-MotorList288 | 2023-10-26 14:50
EMO000074 | FP-01-PM1-AP4-T168-P187 |  | MOTOR;AC ABB ,7.5KW,15A,4P,380V,B | Installed | PM1.APP4.T1/P1/M | 289 | https://www.safesave.info/MIC.php?id=Fajar-MotorList289 | 2023-10-26 14:50
EMO000106 | FP-01-PM1-AP4-T169-P188 |  | AC MOTOR CGE ;380V,50HZ,18.5KW,4P,B | Installed | PM1.APP4.T2/P1/M | 290 | https://www.safesave.info/MIC.php?id=Fajar-MotorList290 | 2023-10-26 14:50
EMO000593 | FP-01-PM1-AP5-T170-P189 |  | MOTOR AC;37KW;74A;4P;380V;B | Installed | PM1-AP5-T170-P189-M | 291 | https://www.safesave.info/MIC.php?id=Fajar-MotorList291 | 2023-10-26 14:50
EMO003306 | FP-01-PM1-AP5-T171-P190 |  | AC MOTOR;380V,50HZ,22KW,4P,B | Installed | PM1.APP5.C(MC)/P1/M | 292 | https://www.safesave.info/MIC.php?id=Fajar-MotorList292 | 2023-10-26 14:50
EMO000113 | FP-01-PM1-AP5-T172-P191 |  | MOTOR AC ABB ;90KW;169A;6P;380V;B | Installed | PM1.APP5.SL/P(FN)/M | 293 | https://www.safesave.info/MIC.php?id=Fajar-MotorList293 | 2023-10-26 14:50
EMO000114 | FP-01-PM1-AP5-T173-P192 |  | AC MOTOR ABB ;380V,50HZ,7.5KW,4P,16A,B | Installed | PM1.APP5.T1/P1/M | 294 | https://www.safesave.info/MIC.php?id=Fajar-MotorList294 | 2023-10-26 14:50
EMO000115 | FP-01-PM1-AP5-T174-P193 |  | MOTOR; ABB 18.5KW,36A,4P,380V | Installed | PM1.APP5.T2/P1/M | 295 | https://www.safesave.info/MIC.php?id=Fajar-MotorList295 | 2023-10-26 14:50
EMO000297 | FP-01-PM1-AP5-T175-P195 |  | AC MOTOR;380V,50Hz,11kW,4P,160M,B3 | Installed | PM1.APP5.T3/P1/M | 296 | https://www.safesave.info/MIC.php?id=Fajar-MotorList296 | 2023-10-26 14:50
EMO000283 | FP-01-PM1-VAS-T109-P152 |  | MOTOR AC ABB ;15KW;30A;4P;380V;B | Installed | PM1.VAC.T(DLG)1/P1/M | 297 | https://www.safesave.info/MIC.php?id=Fajar-MotorList297 | 2023-10-26 14:50
EMO003321 | FP-01-PM1-VAS-T110-P153 |  | AC MOTOR CGE ;380V,50Hz,18.5kW,4P,180M,B3 | Installed | PM1.VAC.T(DLG)2/P1/M | 298 | https://www.safesave.info/MIC.php?id=Fajar-MotorList298 | 2023-10-26 14:50
EMO000580 | FP-01-PM1-VAS-T111-P154 |  | MOTOR AC ROTORNI ;225S ;30KW;59A;4P;380V;B | Installed | PM1.VAC.T(DLG)3/P1/M | 299 | https://www.safesave.info/MIC.php?id=Fajar-MotorList299 | 2023-10-26 14:50
EMO000286 | FP-01-PM1-VAS-T112-P155 |  | MOTOR AC;18,5KW;38,5A;4P;380V;B | Installed | PM1.VAC.T(DLG)4/P1/M | 300 | https://www.safesave.info/MIC.php?id=Fajar-MotorList300 | 2023-10-26 14:50
EMO000577 | FP-01-PM1-VAS-T114-P156 |  | AC MOTOR;380V,50Hz,30kW,4P,200L,B3 | Installed | PM1.VAC.T(DLG)5/P1/M | 301 | https://www.safesave.info/MIC.php?id=Fajar-MotorList301 | 2023-10-26 14:50
EMO000288 | FP-01-PM1-VAS-T116-P157 |  | MOTOR AC ABB ;15KW;29,5A;4P;380V;B | Installed | PM1.VAC.T(DLG)6/P1/M | 302 | https://www.safesave.info/MIC.php?id=Fajar-MotorList302 | 2023-10-26 14:50
EMO000289 | FP-01-PM1-VAS-T158-P158 |  | MOTOR AC; ABB 75KW;140A;4P;380V;B | Installed | PM1.VAC.T(DLG)7/P1/M | 303 | https://www.safesave.info/MIC.php?id=Fajar-MotorList303 | 2023-10-26 14:50
EMO000290 | FP-01-PM1-VAS-T118-P159 |  | MOTOR AC;18,5KW;38A;4P;380V;B | Installed | PM1.VAC.T(DLG)8/P1/M | 304 | https://www.safesave.info/MIC.php?id=Fajar-MotorList304 | 2023-10-26 14:50
EMO000291 | FP-01-PM1-VAS-T119-P160 |  | AC MOTOR STROBERG;380V,50HZ,11KW,4P,B | Installed | PM1.VAC.T(DLG)9/P1/M | 305 | https://www.safesave.info/MIC.php?id=Fajar-MotorList305 | 2023-10-26 14:50
EMO000719 | FP-01-PM1-VAS-T120-P161 |  | AC MOTOR ABB ;380V,50HZ,11KW,4P,B | Installed | PM1.VAC.VS1/P1/M | 306 | https://www.safesave.info/MIC.php?id=Fajar-MotorList306 | 2023-10-26 14:50
EMO000293 | FP-01-PM1-VAS-T121-P162 |  | AC MOTOR ABB,QU;380V,50HZ,7.5KW,4P,16A,B | Installed | PM1.VAC.VS2A/P1/M | 307 | https://www.safesave.info/MIC.php?id=Fajar-MotorList307 | 2023-10-26 14:50
EMO000294 | FP-01-PM1-VAS-T122-P163 |  | MOTOR AC;15KW;30A;4P;380V;B | Installed | PM1.VAC.VS10/P1/M | 308 | https://www.safesave.info/MIC.php?id=Fajar-MotorList308 | 2023-10-26 14:50
EMO000295 | FP-01-PM1-VAS-T123-P164 |  | MOTOR AC;15KW;30A;4P;380V;B | Installed | PM1.VAC.VS5/P1/M | 309 | https://www.safesave.info/MIC.php?id=Fajar-MotorList309 | 2023-10-26 14:50
EMO000296 | FP-01-PM1-VAS-T124-P165 |  | MOTOR AC ABB QU ;4KW;9,1A;4P;380V;B | Installed | PM1.VAC.VS6A/P1/M | 310 | https://www.safesave.info/MIC.php?id=Fajar-MotorList310 | 2023-10-26 14:50
EMO000718 | FP-01-PM1-VAS-T125-P166 |  | MOTOR AC GRUNFOS;3KW;5.8A;2P;380V | Installed | PM1.VAC.VS6/P1/M | 311 | https://www.safesave.info/MIC.php?id=Fajar-MotorList311 | 2023-10-26 14:50
EMO002105 | FP-01-PM1-VAS-T279-P297 |  | AC MOTOR;380V,50HZ,7.5KW,4P,B | Installed | PM1.VAC.T(DLG)4A/P1/M | 312 | https://www.safesave.info/MIC.php?id=Fajar-MotorList312 | 2023-10-26 14:50
EMO000301 | FP-01-PM1-VAS-VP05 |  | MOTOR AC TECO ;400KW;86A;4P;3000V;B | Installed | PM1.VAC.VP1/GB/M | 313 | https://www.safesave.info/MIC.php?id=Fajar-MotorList313 | 2023-10-26 14:50
EMO000298 | FP-01-PM1-VAS-VP06 |  | MOTOR AC ABB ;250KW;62A;6P;3000V;B | Installed | PM1.VAC.VP2/M | 314 | https://www.safesave.info/MIC.php?id=Fajar-MotorList314 | 2023-10-26 14:50
EMO000299 | FP-01-PM1-VAS-VP07 |  | MOTOR AC ABB ;250KW;62A;6P;3000V;B | Installed | PM1.VAC.VP3/M | 315 | https://www.safesave.info/MIC.php?id=Fajar-MotorList315 | 2023-10-26 14:50
EMO000300 | FP-01-PM1-VAS-VP08 |  | MOTOR AC ABB ;132KW;247A;6P;380V;B | Installed | PM1.VAC.VP4/M | 316 | https://www.safesave.info/MIC.php?id=Fajar-MotorList316 | 2023-10-26 14:50
EMO000302 | FP-01-PM1-VAS-VP09 |  | MOTOR AC TECO ;110KW;205A;4P;380V;B | Installed | PM1.VAC.VP5/M | 317 | https://www.safesave.info/MIC.php?id=Fajar-MotorList317 | 2023-10-26 14:50
EMO000303 | FP-01-PM1-VAS-VP10 |  | MOTOR AC ABB ;250KW;62A;6P;3000V;B | Installed | PM1.VAC.VP6/M | 318 | https://www.safesave.info/MIC.php?id=Fajar-MotorList318 | 2023-10-26 14:50
EMO000304 | FP-01-PM1-VAS-VP11 |  | MOTOR AC TECO ;250KW;59,2A;6P;3000V;B | Installed | PM1.VAC.VP7/M | 319 | https://www.safesave.info/MIC.php?id=Fajar-MotorList319 | 2023-10-26 14:50
EMO003573 | FP-01-PM1-VAS-VP12 |  | AC MOTOR HWADA ;380V,50HZ,160KW,6P | Installed | PM1.VAC.VP8/M | 320 | https://www.safesave.info/MIC.php?id=Fajar-MotorList320 | 2023-10-26 14:50
EMO003034 | FP-01-PM1-VAS-BL02 |  | AC MOTOR SIEMENS ;380V,50HZ,90KW,2P,B | Installed | PM1.VAC.BLW2/M | 321 | https://www.safesave.info/MIC.php?id=Fajar-MotorList321 | 2023-10-26 14:50
EMO003116 | FP-01-PM1-VAS-BL03 |  | AC MOTOR TECO ;380V,50Hz,90kW,2P,280S,B3 | Installed | PM1.VAC.BLW3/M | 322 | https://www.safesave.info/MIC.php?id=Fajar-MotorList322 | 2023-10-26 14:50
EMO003731 | FP-01-PM1-VAS-BL04 |  | AC MOTOR;380V,50Hz,11kW,2P,160M,B3 | Installed | PM1.VAC.BLW3/M | 323 | https://www.safesave.info/MIC.php?id=Fajar-MotorList323 | 2023-10-26 14:50
EMO003677 | FP-01-PM1-VAS-BL05 |  | AC MOTOR;380V,50HZ,15KW,2P,B | Installed | PM1.VAC.BLW4/M | 324 | https://www.safesave.info/MIC.php?id=Fajar-MotorList324 | 2023-10-26 14:50
EMO003112 | FP-01-PM1-VAS-BL06 |  | AC MOTOR TECO ;380V,50HZ,75KW,2P,B | Installed | PM1.VAC.BLW5/M | 325 | https://www.safesave.info/MIC.php?id=Fajar-MotorList325 | 2023-10-26 14:50
EMO000037 | FP-01-PM1-STA-T235-A088 |  | MOTOR;15HP;11KW;23,7A | Installed | CH1.STA.T4/AGT/M | 326 | https://www.safesave.info/MIC.php?id=Fajar-MotorList326 | 2023-10-26 14:50
EMO001933 | FP-01-PM1-STA-T237-A089 |  | MOTOR,AC,AEEB160L,TECO,11KW,23.7A,6P380V | Installed | CH1.STA.T6/AGT/M | 327 | https://www.safesave.info/MIC.php?id=Fajar-MotorList327 | 2023-10-26 14:50
EMO001110 | FP-01-PM1-STA-T238-A090 |  | AC MOTOR;380V,50Hz,15kW,4P,160L,B3 | Installed | CH1.STA.T7/AGT/M | 328 | https://www.safesave.info/MIC.php?id=Fajar-MotorList328 | 2023-10-26 14:50
EMO002649 | FP-01-PM1-STA-T239-A091 |  | AC MOTOR;380V,50hZ,4kW,4P,9A | Installed | CH1.STA.T8/AGT/M | 329 | https://www.safesave.info/MIC.php?id=Fajar-MotorList329 | 2023-10-26 14:50
EMO000039 | FP-01-PM1-STA-T243-A095 |  | AC MOTOR,380V,50HZ,11KW,6P | Installed | CH1.STA.T13/AGT/M | 330 | https://www.safesave.info/MIC.php?id=Fajar-MotorList330 | 2023-10-26 14:50
EMO000420 | FP-01-PM1-STA-T245-A097 |  | MOTOR;11KW;23,7A | Installed | CH1.STA.T15/AGT/M | 331 | https://www.safesave.info/MIC.php?id=Fajar-MotorList331 | 2023-10-26 14:50
EMO000261 | FP-01-PM1-STA-T246-A098 |  | MOTOR;1HP | Installed | CH1.STA.T16/AGT/M | 332 | https://www.safesave.info/MIC.php?id=Fajar-MotorList332 | 2023-10-26 14:51
EMO000035 | FP-01-PM1-STA-T238-P241 |  | AC MOTOR;380HZ,50HZ,7.5KW,4P | Installed | CH1.STA.T7/P1/M | 333 | https://www.safesave.info/MIC.php?id=Fajar-MotorList333 | 2023-10-26 14:51
EMO000549 | FP-01-PM1-STA-T238-P242 |  | AC MOTOR;380V,50HZ,7.5KW | Installed | CH1.STA.T7/P2/M | 334 | https://www.safesave.info/MIC.php?id=Fajar-MotorList334 | 2023-10-26 14:51
EMO001959 | FP-01-PM1-STA-T239-P243 |  | MOTOR,AEEBAC,TECO,3.7KW,8.41A,4P | Installed | CH1.STA.T8.P1/M | 335 | https://www.safesave.info/MIC.php?id=Fajar-MotorList335 | 2023-10-26 14:51
EMO000048 | FP-01-PM1-STA-T239-P245 |  | AC MOTOR,380V,50HZ,4KW,4P | Installed | CH1.STA.T8/P3/M | 336 | https://www.safesave.info/MIC.php?id=Fajar-MotorList336 | 2023-10-26 14:51
EMO003041 | FP-01-PM1-STA-T240-P246 |  | MOTOR;4KW | Installed | CH1.STA.T9/P1/M | 337 | https://www.safesave.info/MIC.php?id=Fajar-MotorList337 | 2023-10-26 14:51
EMO000054 | FP-01-PM1-STA-T241-P247 |  | MOTOR;4KW | Installed | CH1.STA.T10/P1/M | 338 | https://www.safesave.info/MIC.php?id=Fajar-MotorList338 | 2023-10-26 14:51
EMO000057 | FP-01-PM1-STA-T243-P251 |  | MOTOR;11KW | Installed | CH1.STA.T13/P1/M | 339 | https://www.safesave.info/MIC.php?id=Fajar-MotorList339 | 2023-10-26 14:51
EMO000588 | FP-01-PM1-STA-T243-P252 |  | MOTOR;7.5KW | Installed | CH1.STA.T13/P2/M | 340 | https://www.safesave.info/MIC.php?id=Fajar-MotorList340 | 2023-10-26 14:51
EMO000262 | FP-01-PM1-STA-T246-P254 |  | AC MOTOR;380V,50HZ,11KW,4P,32A | Installed | CH1.STA.T16/P1/M | 341 | https://www.safesave.info/MIC.php?id=Fajar-MotorList341 | 2023-10-26 14:51
EMO003753 | FP-01-PM1-STA-T246-P255 |  | AC MOTOR;380V,50HZ,15KW,4P | Installed | CH1.STA.T16.P2/M | 342 | https://www.safesave.info/MIC.php?id=Fajar-MotorList342 | 2023-10-26 14:51
EMO001721 | FP-01-PM1-STA-T250-P260 |  | AC MOTOR;380V,50Hz,7.5kW,4P | Installed | PM1.STA.T17/P1/M | 343 | https://www.safesave.info/MIC.php?id=Fajar-MotorList343 | 2023-10-26 14:51
EMO005252 | FP-01-PM1-STC-T252-P262 |  |  | Installed | PM1.STC.T(DN)1/P1/M | 344 | https://www.safesave.info/MIC.php?id=Fajar-MotorList344 | 2023-10-26 14:51
EMO003870 | FP-01-PM1-STC-T338-P354 |  | AC MOTOR;380V,50HZ,15KW,4P | Installed | PM1.PUMP HOT WATER/M | 345 | https://www.safesave.info/MIC.php?id=Fajar-MotorList345 | 2023-10-26 14:51
EMO003312 | FP-01-PM1-STC-T341-P360 |  | AC MOTOR;380V,50Hz,11kW,4P,160M,B3 | Installed | PM1.STC.P2/M | 346 | https://www.safesave.info/MIC.php?id=Fajar-MotorList346 | 2023-10-26 14:51
EMO003360 | FP-01-PM1-STC-HU01-P361 |  | AC MOTOR;380V,50HZ,7.5KW,4P,16A,B | Installed | PM1.STC.DSP./P1/M | 347 | https://www.safesave.info/MIC.php?id=Fajar-MotorList347 | 2023-10-26 14:51
EMO005253 | FP-01-PM1-STC-T253-P266 |  |  | Installed | PM1.STC.T(DN)2/P2/M | 348 | https://www.safesave.info/MIC.php?id=Fajar-MotorList348 | 2023-10-26 14:51
EMO000268 | FP-01-PM1-STC-T341-P359 |  | MOTOR AC;18,5KW;36A;4P;380V;B | Installed | PM1.STC.P1/M | 349 | https://www.safesave.info/MIC.php?id=Fajar-MotorList349 | 2023-10-26 14:51
EMO005306 | FP-01-PM1-STC-T252-P263 |  |  | Installed | PM1.STC.T(DN)1/P2/M | 350 | https://www.safesave.info/MIC.php?id=Fajar-MotorList350 | 2023-10-26 14:51
EMO000271 | FP-01-PM1-STC-T252-VP13 |  | AC MOTOR;380V,50HZ,11KW,4P,B | Installed | PM1.STC.T(DN)1/VP/M | 351 | https://www.safesave.info/MIC.php?id=Fajar-MotorList351 | 2023-10-26 14:51
EMO005305 | FP-01-PM1-STC-T253-P265 |  |  | Installed | PM1.STC.T(DN)2/P1/M | 352 | https://www.safesave.info/MIC.php?id=Fajar-MotorList352 | 2023-10-26 14:51
EMO001722 | FP-01-PM1-STC-T254-P267 |  | MOTOR AC;7,5KW;16,2A;4P;380V;B | Installed | PM1.STC.T(FL)1/P1/M | 353 | https://www.safesave.info/MIC.php?id=Fajar-MotorList353 | 2023-10-26 14:51
EMO004893 | FP-01-PM1-STC-T254-P268 |  | MOTOR AC;7,5KW;16,3A;4P;380V;B | Installed | PM1.STC.T(FL)1/P2/M | 354 | https://www.safesave.info/MIC.php?id=Fajar-MotorList354 | 2023-10-26 14:51
EMO000276 | FP-01-PM1-STC-T258-P264 |  | AC MOTOR;380V,50HZ,5.5KW,4P,B | Installed | PM1.STC.T(DN)1/P3/M | 355 | https://www.safesave.info/MIC.php?id=Fajar-MotorList355 | 2023-10-26 14:51
EMO000121 | FP-01-PM1-BRS-T187-A049 |  | MOTOR AC TECO ;110KW;216A;8P;380V;B | Installed | PM1.BR.C2/AGT1/M | 356 | https://www.safesave.info/MIC.php?id=Fajar-MotorList356 | 2023-10-26 14:51
EMO000122 | FP-01-PM1-BRS-T187-A050 |  | MOTOR AC TECO ;110KW;221A;8P;380V;B | Installed | PM1.BR.C2/AGT2/M | 357 | https://www.safesave.info/MIC.php?id=Fajar-MotorList357 | 2023-10-26 14:51
EMO000124 | FP-01-PM1-BRS-T188-A051 |  | MOTOR AC;350HP;65A;8P;3000V;B | Installed | PM1.BR.C3/AGT/M | 358 | https://www.safesave.info/MIC.php?id=Fajar-MotorList358 | 2023-10-26 14:51
EMO000126 | FP-01-PM1-BRS-T189-A052 |  | MOTOR AC ABB 37KW;71A;6P;380V;B | Installed | PM1.BR.C4/AGT1/M | 359 | https://www.safesave.info/MIC.php?id=Fajar-MotorList359 | 2023-10-26 14:51
EMO002910 | FP-01-PM1-BRS-T189-A053 |  | AC MOTOR TECO 380V;55KW,6P,380V,B | Installed | PM1.BR.C4/AGT2/M | 360 | https://www.safesave.info/MIC.php?id=Fajar-MotorList360 | 2023-10-26 14:51
EMO000567 | FP-01-PM1-BRS-T189-A054 |  | AC MOTOR;ABB;MBV;380V,110kW,6P,315M,B5 | Installed | PM1.BR.C4/AGT3/M | 361 | https://www.safesave.info/MIC.php?id=Fajar-MotorList361 | 2023-10-26 14:51
EMO000568 | FP-01-PM1-BRS-T190-A055 |  | AC MOTOR;380V,50Hz,22kW,6P | Installed | PM1.BR.C5/AGT1/M | 362 | https://www.safesave.info/MIC.php?id=Fajar-MotorList362 | 2023-10-26 14:51
EMO000123 | FP-01-PM1-BRS-T187-P196 |  | MOTOR AC ABB ;90KW;172A;4P;380V;B | Installed | PM1.BR.C2/P1/M | 363 | https://www.safesave.info/MIC.php?id=Fajar-MotorList363 | 2023-10-26 14:51
EMO000129 | FP-01-PM1-BRS-T189-P198 |  | MOTOR AC ABB;90KW;172A;4P;380V;B | Installed | PM1.BR.C4/P1/M | 365 | https://www.safesave.info/MIC.php?id=Fajar-MotorList365 | 2023-10-26 14:51
EMO002653 | FP-01-PM1-BRS-T189-P199 |  | MOTOR,AC,AEEB 180L,22KW,44.3A,4P,380V | Installed | PM1.BR.C4/P2/M | 366 | https://www.safesave.info/MIC.php?id=Fajar-MotorList366 | 2023-10-26 14:51
EMO000101 | FP-01-PM1-BRS-T190-A056 |  | MOTOR AC;18,5KW;36A;6P;380V;B | Installed | PM1.BR.C5/AGT2/M | 367 | https://www.safesave.info/MIC.php?id=Fajar-MotorList367 | 2023-10-26 14:51
EMO000133 | FP-01-PM1-BRS-T190-P200 |  | MOTOR AC;55KW;103A;4P;380V;B | Installed | PM1.BR.C5/P1/M | 368 | https://www.safesave.info/MIC.php?id=Fajar-MotorList368 | 2023-10-26 14:51
EMO000134 | FP-01-PM1-BRS-T191-P201 |  | MOTOR AC;75KW;141A;4P;380V;B | Installed | PM1.BR.C6/P1/M | 369 | https://www.safesave.info/MIC.php?id=Fajar-MotorList369 | 2023-10-26 14:51
EMO000135 | FP-01-PM1-BRS-T191-P202 |  | MOTOR AC;30KW;59A;4P;380V;B | Installed | PM1.BR.C6/P2/M | 370 | https://www.safesave.info/MIC.php?id=Fajar-MotorList370 | 2023-10-26 14:51
EMO002645 | FP-01-CH1-COT-SPLY-P331 | 10010918 | AC MOTOR;380V,50HZ,11KW,4P,32A | Installed | SUPLY PUMP LATEX XQ/M | 371 | https://www.safesave.info/MIC.php?id=Fajar-MotorList371 | 2023-10-26 14:51
EMO003110 | FP-01-PM1-COT-T339-P355 |  | MOTOR,AC,AEEB180L,TECO,11KW,21.5A,4P380V | Installed | PM1.COT.TWR3/P2/M | 372 | https://www.safesave.info/MIC.php?id=Fajar-MotorList372 | 2023-10-26 14:51
EMO001776 | FP-01-PM1-COT-IRD1-BL21 |  | AC MOTOR;380V,50Hz,15kW,4P,160L,B3 | Installed | PM1.IRD1.FDF1/M | 373 | https://www.safesave.info/MIC.php?id=Fajar-MotorList373 | 2023-10-26 14:51
EMO003154 | FP-01-PM1-COT-IRD1-BL22 |  | AC MOTOR;380V,50HZ,2.2KW,2P,B | Installed | PM1.IRD1.FDF2/M | 374 | https://www.safesave.info/MIC.php?id=Fajar-MotorList374 | 2023-10-26 14:51
EMO003278 | FP-01-PM1-COT-IRD1-BL23 |  | MOTOR;15KW;29,5A | Installed | PM1.IRD1.FDF3/M | 375 | https://www.safesave.info/MIC.php?id=Fajar-MotorList375 | 2023-10-26 14:51
EMO002704 | FP-01-PM1-COT-IRD2-BL24 |  | AC MOTOR;380V,50Hz,15kW,4P,160L,B3 | Installed | PM1.IRD2.FDF1/M | 376 | https://www.safesave.info/MIC.php?id=Fajar-MotorList376 | 2023-10-26 14:51
EMO003279 | FP-01-PM1-COT-IRD2-BL25 |  | MOTOR;2,2KW;4,8A | Installed | PM1.IRD2.FDF2/M | 377 | https://www.safesave.info/MIC.php?id=Fajar-MotorList377 | 2023-10-26 14:51
EMO003156 | FP-01-PM1-COT-T206-P207 |  | MOTOR | Installed | PM1.COT.T(STA)1/P1/M | 378 | https://www.safesave.info/MIC.php?id=Fajar-MotorList378 | 2023-10-26 14:51
EMO003749 | FP-01-PM1-COT-COAT |  | AC MOTOR;380V,50Hz,3Kw,4P | Installed | PM1.COT.BMB2.HP1/M | 379 | https://www.safesave.info/MIC.php?id=Fajar-MotorList379 | 2023-10-26 14:51
EMO003750 | FP-01-PM1-COT-COAT |  | AC MOTOR;380V,50Hz,3Kw,4P | Installed | PM1.COT.BMB2.HP2/M | 380 | https://www.safesave.info/MIC.php?id=Fajar-MotorList380 | 2023-10-26 14:51
EMO000152 | FP-01-PM1-COT-ATRN-BL09 |  | MOTOR AC;55KW;102A;4P;380V;B | Installed | PM1.AT.FDF/M | 381 | https://www.safesave.info/MIC.php?id=Fajar-MotorList381 | 2023-10-26 14:51
EMO000153 | FP-01-PM1-COT-COAT-ACR1 |  | AC MOTOR;380V,50HZ,15KW,30.7A | Installed | PM1.COT.JB/ACR/GB/M | 382 | https://www.safesave.info/MIC.php?id=Fajar-MotorList382 | 2023-10-26 14:51
EMO001001 | FP-01-PM1-COT-COAT-ACR2 |  | AC MOTOR;380V,50HZ,7.5KW,15.7A | Installed | PM1.COT.BMB/ACR/GB/M | 383 | https://www.safesave.info/MIC.php?id=Fajar-MotorList383 | 2023-10-26 14:51
EMO002865 | FP-01-PM1-COT-HAD1-BL16 |  | MOTOR,AC,250M/4,ASGEN,55KW,102A,4P,380V | Installed | PM1.HAD1.FDF/M | 384 | https://www.safesave.info/MIC.php?id=Fajar-MotorList384 | 2023-10-26 14:51
EMO000031 | FP-01-PM1-COT-HAD2-BL17 |  | MOTOR AC ASGEN ;75KW;129A;4P;380V | Installed | PM1.HAD2.FDF/M | 385 | https://www.safesave.info/MIC.php?id=Fajar-MotorList385 | 2023-10-26 14:51
EMO000162 | FP-01-PM1-COT-HAD3-BL18 |  | AC MOTOR;TECO,AEEB,30KW,59A,4P,380V,B | Installed | PM1.HAD3/FDF/M | 386 | https://www.safesave.info/MIC.php?id=Fajar-MotorList386 | 2023-10-26 14:51
EMO000163 | FP-01-PM1-COT-HAD3-BL19 |  | MOTOR;7.5KW | Installed | PM1.HAD3/IDF/M | 387 | https://www.safesave.info/MIC.php?id=Fajar-MotorList387 | 2023-10-26 14:51
EMO000164 | FP-01-PM1-COT-SR33 |  | MOTOR;0,12KW;O,41A | Installed | PM1.COT.VIS1/M | 388 | https://www.safesave.info/MIC.php?id=Fajar-MotorList388 | 2023-10-26 14:51
EMO000166 | FP-01-PM1-COT-SR35 |  | AC MOTOR;380V,50HZ,1.5KW,4P | Installed | PM1.COT.VIS3/M | 389 | https://www.safesave.info/MIC.php?id=Fajar-MotorList389 | 2023-10-26 14:51
EMO000168 | FP-01-PM1-COT-SR37 |  | AC MOTOR;380V,50HZ,1.5KW,4P | Installed | PM1.COT.VIS5/M | 390 | https://www.safesave.info/MIC.php?id=Fajar-MotorList390 | 2023-10-26 14:51
EMO003504 | FP-01-PM1-COT-SR43 |  | MOTOR,TENV/5071,AMKCO,2,5HP,4,2A,4P | Installed | PM1.COT.ETR 25 | 391 | https://www.safesave.info/MIC.php?id=Fajar-MotorList391 | 2023-10-26 14:51
EMO000729 | FP-01-PM1-COT-T192-A057 |  | AC MOTOR;380V,50Hz,7.5kW,6P,160M,B3 | Installed | PM1.COT.T/AGT/M | 392 | https://www.safesave.info/MIC.php?id=Fajar-MotorList392 | 2023-10-26 14:51
EMO000171 | FP-01-PM1-COT-T193-A058 |  | MOTOR AC ;55KW;106A | Installed | PM1.COT.T(DIS)/AGT/M | 393 | https://www.safesave.info/MIC.php?id=Fajar-MotorList393 | 2023-10-26 14:52
EMO000172 | FP-01-PM1-COT-T194-A059 |  | MOTOR AC;2,2KW;4,87A;4P;380V;V | Installed | PM1.COT.T(DST)/AGT/M | 394 | https://www.safesave.info/MIC.php?id=Fajar-MotorList394 | 2023-10-26 14:52
EMO000173 | FP-01-PM1-COT-T195-A060 |  | MOTOR AC;2,2KW;4,87A;4P;380V;V | Installed | PM1.COT.T(CS)/AGT/M | 395 | https://www.safesave.info/MIC.php?id=Fajar-MotorList395 | 2023-10-26 14:52
EMO000174 | FP-01-PM1-COT-T196-A061 |  | MOTOR AC;2,2KW;4,87A;4P;380V;V | Installed | PM1.COT.T(LBR)/AGT/M | 396 | https://www.safesave.info/MIC.php?id=Fajar-MotorList396 | 2023-10-26 14:52
EMO000175 | FP-01-PM1-COT-T197-A062 |  | MOTOR AC;2,2KW;4,87A;4P;380V;V | Installed | PM1.COT.T(OBA)/AGT/M | 397 | https://www.safesave.info/MIC.php?id=Fajar-MotorList397 | 2023-10-26 14:52
EMO000176 | FP-01-PM1-COT-T198-A063 |  | MOTOR AC;2,2KW;4,87A;4P;380V;V | Installed | PM1.COT.T(HRD)/AGT/M | 398 | https://www.safesave.info/MIC.php?id=Fajar-MotorList398 | 2023-10-26 14:52
EMO000177 | FP-01-PM1-COT-T199-A064 |  | MOTOR AC;2,2KW;4,87A;4P;380V;V | Installed | PM1.COT.T(ATF)/AGT/M | 399 | https://www.safesave.info/MIC.php?id=Fajar-MotorList399 | 2023-10-26 14:52
EMO000178 | FP-01-PM1-COT-T200-A065 |  | MOTOR AC;2,2KW;4,87A;4P;380V;V | Installed | PM1.COT.T(STR)/AGT/M | 400 | https://www.safesave.info/MIC.php?id=Fajar-MotorList400 | 2023-10-26 14:52
EMO000179 | FP-01-PM1-COT-T201-A066 |  | MOTOR AC;2,2KW;4,87A;4P;380V;V | Installed | PM1.COT.T(DYE)/AGT/M | 401 | https://www.safesave.info/MIC.php?id=Fajar-MotorList401 | 2023-10-26 14:52
EMO000180 | FP-01-PM1-COT-T202-A067 |  | MOTOR AC;2,2KW;4,87A;4P;380V;V | Installed | PM1.COT.T(BIO)/AGT/M | 402 | https://www.safesave.info/MIC.php?id=Fajar-MotorList402 | 2023-10-26 14:52
EMO000050 | FP-01-PM1-COT-T204-A069 |  | MOTOR AC;0.75KW;1.85A;4P;380V;V | Installed | PM1.COT.T(CMC)2/AGT/M | 403 | https://www.safesave.info/MIC.php?id=Fajar-MotorList403 | 2023-10-26 14:52
EMO003375 | FP-01-PM1-COT-T206-A071 |  | MOTOR AC;4KW;8.3A;4P;380V;V | Installed | PM1.COT.T(STA)1/AGT/M | 404 | https://www.safesave.info/MIC.php?id=Fajar-MotorList404 | 2023-10-26 14:52
EMO000187 | FP-01-PM1-COT-T207-A072 |  | MOTOR;3,7KW;7,64A | Installed | PM1.COT.T(STA)2AGT/M | 405 | https://www.safesave.info/MIC.php?id=Fajar-MotorList405 | 2023-10-26 14:52
EMO000188 | FP-01-PM1-COT-T208-A073 |  | MOTOR AC;73/110KW;150/190A;4P;380V;V | Installed | PM1.COT.T(DEL)/AGT/M | 406 | https://www.safesave.info/MIC.php?id=Fajar-MotorList406 | 2023-10-26 14:52
EMO000190 | FP-01-PM1-COT-T209-A074 |  | AC MOTOR TECO ;380V,50HZ,15KW | Installed | PM1.COT.T1/AGT/M | 407 | https://www.safesave.info/MIC.php?id=Fajar-MotorList407 | 2023-10-26 14:52
EMO002924 | FP-01-PM1-COT-T210-A075 |  | MOTOR AC;CGE CA112M4 5,5HP;9A;4P;380V;V | Installed | PM1.COT.T4/AGT/M | 408 | https://www.safesave.info/MIC.php?id=Fajar-MotorList408 | 2023-10-26 14:52
EMO003765 | FP-01-FN1-CUT-SC05-5CU1-CC01 |  | MOTOR KNIFE SLAVE / 055MS1 | Installed | FN1.SC05.5CU1/CC01/M | 409 | https://www.safesave.info/MIC.php?id=Fajar-MotorList409 | 2023-10-26 14:52
EMO000201 | FP-01-PM1-COT-T213-A078 |  | MOTOR AC TECO AEEB ;4KW;9,1A;38V;V | Installed | PM1.COT.T2/AGT/M | 410 | https://www.safesave.info/MIC.php?id=Fajar-MotorList410 | 2023-10-26 14:52
EMO000202 | FP-01-PM1-COT-T214-A079 |  | AC MOTOR ABB M3AA ;380V,4KW,8.9A VH | Installed | PM1.COT.T3/AGT/M | 411 | https://www.safesave.info/MIC.php?id=Fajar-MotorList411 | 2023-10-26 14:52
EMO000191 | FP-01-PM1-COT-T209-P209 |  | MOTOR AC;10HP;16A;6P;380V;B | Installed | PM1.COT.T1/P(MN)1/M | 412 | https://www.safesave.info/MIC.php?id=Fajar-MotorList412 | 2023-10-26 14:52
EMO000196 | FP-01-PM1-COT-T211-P212 |  | AC MOTOR;380V,50HZ,11KW,4P,B | Installed | PM1.COT.T5/P1/M | 413 | https://www.safesave.info/MIC.php?id=Fajar-MotorList413 | 2023-10-26 14:52
EMO000199 | FP-01-PM1-COT-T212-P214 |  | MOTOR AC;11KW;22A;4P;380V;B | Installed | PM1.COT.T6/P(MN)1/M | 414 | https://www.safesave.info/MIC.php?id=Fajar-MotorList414 | 2023-10-26 14:52
EMO000200 | FP-01-PM1-COT-T212-P215 |  | MOTOR;15HP,380V,3P,H | Installed | PM1.COT.T6/P(MN)2/M | 415 | https://www.safesave.info/MIC.php?id=Fajar-MotorList415 | 2023-10-26 14:52
EMO000228 | FP-01-PM1-EFF-T265-P276 | GS8950491 | MOTOR AC;18,5KW;37A;4P;380V;B | Installed | PM1.EFF.PIT2/P1/M | 416 | https://www.safesave.info/MIC.php?id=Fajar-MotorList416 | 2023-10-26 14:52
EMO000230 | FP-01-PM1-HOO-BUR2-BL11 |  | MOTOR AC;3,7KW;9,3A;2P;380V;B | Installed | PM1.HOO.BUR2/FDF/M | 417 | https://www.safesave.info/MIC.php?id=Fajar-MotorList417 | 2023-10-26 14:52
EMO000233 | FP-01-PM1-HOO-ECO1-BL12 |  | MOTOR AC;TECO;AEEBPA;110KW;205A;4P;380V;B | Installed | PM1.HOO.ECO1/FDF/M | 418 | https://www.safesave.info/MIC.php?id=Fajar-MotorList418 | 2023-10-26 14:52
EMO004905 | FP-01-PM1-HOO-ECO1-BL13 |  | MOTOR AC;TECO;AEEB ;55KW;105A;4P;380V;B | Installed | PM1.HOO.ECO1/IDF/M | 419 | https://www.safesave.info/MIC.php?id=Fajar-MotorList419 | 2023-10-26 14:52
EMO002694 | FP-01-PM1-HOO-ECO2-BL14 |  | MOTOR AC;110KW;205A;4P;380V;B | Installed | PM1.HOO.ECO2/FDF/M | 420 | https://www.safesave.info/MIC.php?id=Fajar-MotorList420 | 2023-10-26 14:52
EMO000235 | FP-01-PM1-HOO-BL20 |  | MOTOR;37KW;72,7A | Installed | PM1.HOO.IDF1/M | 421 | https://www.safesave.info/MIC.php?id=Fajar-MotorList421 | 2023-10-26 14:52
EMO000239 | FP-01-PM1-LUB-T267-P280 |  | MOTOR AC ABB MBT;7,5KW;16,4A;4P;380V;V | Installed | PM1.LUB.T2/P2/M | 422 | https://www.safesave.info/MIC.php?id=Fajar-MotorList422 | 2023-10-26 14:52
EMO000242 | FP-01-PM1-LUB-T269-P283 |  | MOTOR AC ABB MBT;4KW;9,1A;4P;380V;V | Installed | PM1.LUB.T4/P1/M | 423 | https://www.safesave.info/MIC.php?id=Fajar-MotorList423 | 2023-10-26 14:52
EMO000243 | FP-01-PM1-LUB-T269-P284 |  | MOTOR AC ABB MBT;4KW;9,1A;4P;380V;V | Installed | PM1.LUB.T4/P2/M | 424 | https://www.safesave.info/MIC.php?id=Fajar-MotorList424 | 2023-10-26 14:52
EMO000244 | FP-01-PM1-LUB-T270-P285 |  | MOTOR AC ABB MBT;7,5KW;16,4A;4P;380V;V | Installed | PM1.LUB.T5/P1/M | 425 | https://www.safesave.info/MIC.php?id=Fajar-MotorList425 | 2023-10-26 14:52
EMO000245 | FP-01-PM1-LUB-T270-P286 |  | MOTOR AC ABB MBT;7,5KW;16,4A;4P;380V;V | Installed | PM1.LUB.T5/P2/M | 426 | https://www.safesave.info/MIC.php?id=Fajar-MotorList426 | 2023-10-26 14:52
EMO000248 | FP-01-PM1-LUB-T272-P289 |  | AC MOTOR;380V,50HZ,5.5KW | Installed | PM1.LUB.T7/P1/M | 427 | https://www.safesave.info/MIC.php?id=Fajar-MotorList427 | 2023-10-26 14:52
EMO000249 | FP-01-PM1-LUB-T272-P290 |  | AC MOTOR;380V,50HZ,5.5KW | Installed | PM1.LUB.T7/P2/M | 428 | https://www.safesave.info/MIC.php?id=Fajar-MotorList428 | 2023-10-26 14:52
EMO000305 | FP-01-PM1-MCS-BL08 |  | MOTOR ACHXR;132KW;258A | Installed | PM1.MCS.BLW2/M | 429 | https://www.safesave.info/MIC.php?id=Fajar-MotorList429 | 2023-10-26 14:52
EMO000335 | FP-01-PM1-WRS-T102-P138 |  | AC MOTOR;380V,50HZ,110KW,2P,B | Installed | PM1.SWR.C1/P1/M | 430 | https://www.safesave.info/MIC.php?id=Fajar-MotorList430 | 2023-10-26 14:52
EMO000337 | FP-01-PM1-WRS-T102-P139 |  | AC MOTOR;380V,50HZ,90KW,2P,B | Installed | PM1.SWR.C1/P2/M | 431 | https://www.safesave.info/MIC.php?id=Fajar-MotorList431 | 2023-10-26 14:52
EMO000836 | FP-01-PM1-WRS-T102-P140 |  | AC MOTOR;380V,50HZ,90KW,2P,B | Installed | PM1.SWR.C1/P3/M | 432 | https://www.safesave.info/MIC.php?id=Fajar-MotorList432 | 2023-10-26 14:52
EMO000338 | FP-01-SP1-ONP-T260-P292 |  | AC MOTOR;380V,50HZ,75KW,2P,B | Installed | SP1.ONP/T(SW)/P/M | 433 | https://www.safesave.info/MIC.php?id=Fajar-MotorList433 | 2023-10-26 14:52
EMO000834 | FP-01-PM1-WRS-T102-P142 |  | AC MOTOR;380V,50HZ,132KW,2P,315S,B3 | Installed | PM1.SWR.C1/P5/M | 434 | https://www.safesave.info/MIC.php?id=Fajar-MotorList434 | 2023-10-26 14:52
EMO003291 | FP-01-PM1-WRS-T105-P145 |  | AC MOTOR;380V,50Hz,55kW,4P,250S,B3 | Installed | PM1.CWR.T2.P1/M | 435 | https://www.safesave.info/MIC.php?id=Fajar-MotorList435 | 2023-10-26 14:52
EMO003406 | FP-01-PM1-WRS-T105-P146 |  | MOTOR,AC,AEEB250S,TECO,55KW,102A,4P,380V | Installed | PM1.CWR.T2/P2/M | 436 | https://www.safesave.info/MIC.php?id=Fajar-MotorList436 | 2023-10-26 14:52
EMO003455 | FP-01-PM1-COT-T211-P213 |  | MOTOR,AC,AEEB180L,TECO,11KW,21.5A,4P380V | Installed | PM1.COT.T5/P2/M | 437 | https://www.safesave.info/MIC.php?id=Fajar-MotorList437 | 2023-10-26 14:52
EMO003496 | FP-01-PM1-WET-FOR1-EV02 |  | MOTOR,AC,AEVB,TECO,0.37 KW,1.4A,4P,380V | Installed | PM1.F1.HB/ER2/GM/M | 438 | https://www.safesave.info/MIC.php?id=Fajar-MotorList438 | 2023-10-26 14:52
EMO003569 | FP-01-PM1-WET-FORM |  | MOTOR;BOTTOM FELT STRECHER | Installed | PM1.WET.FORM/M | 439 | https://www.safesave.info/MIC.php?id=Fajar-MotorList439 | 2023-10-26 14:52
EMO003399 | FP-01-PM1-LUB-T268-P269 |  | AC MOTOR;380V,50HZ,18.5KW,4P,180M,B3 | Installed | PM1.LUB.T3/P3/M | 440 | https://www.safesave.info/MIC.php?id=Fajar-MotorList440 | 2023-10-26 14:52
EMO003571 | FP-01-PM1-LUB-T268-P270 |  | AC MOTOR;380V,50HZ,18.5KW,4P | Installed | PM1.LUB.T3/P4/M | 441 | https://www.safesave.info/MIC.php?id=Fajar-MotorList441 | 2023-10-26 14:52
EMO003925 | FP-01-PM1-WET-FOR1-EV01 |  | AC MOTOR;380V,50Hz,0.75kW,4P,80M,V1 | Installed | PM1.F1.HB/ER1/GM/M | 442 | https://www.safesave.info/MIC.php?id=Fajar-MotorList442 | 2023-10-26 14:52
EMO003059 | FP-01-PM1-EFF-T264-P274 |  | AC MOTOR ABB ;380V,50Hz,75kW,4P,315S,B3 | Installed | PM1.EFF.PIT1/P1/M | 444 | https://www.safesave.info/MIC.php?id=Fajar-MotorList444 | 2023-10-26 14:52
EMO001945 | FP-01-PM1-HOO-ECO2-BL15 |  | AC MOTOR;380V,50HZ,55KW,4P | Installed | PM1.HOO.ECO2/IDF/M | 445 | https://www.safesave.info/MIC.php?id=Fajar-MotorList445 | 2023-10-26 14:52
EMO000927 | FP-01-PM1-HOO-BL28 |  | AC MOTOR;380V,50HZ,18.5KW,4P,B | Installed | PM1.EXHAUST FAN 2/M | 446 | https://www.safesave.info/MIC.php?id=Fajar-MotorList446 | 2023-10-26 14:52
EMO000989 | FP-01-PM1-WET-FOR4-HB04 |  | AC MOTOR;380V,50Hz,0.37kW,4P,71M,B5 | Installed | PM1.F4.HB/SW(R)/GM/M | 447 | https://www.safesave.info/MIC.php?id=Fajar-MotorList447 | 2023-10-26 14:52
EMO002118 | FP-01-PM1-MCS-BL07 |  | AC MOTOR;380V,50Hz,45kW,4P,225M,B3 | Installed | PM1.MCS.BLW1/M | 448 | https://www.safesave.info/MIC.php?id=Fajar-MotorList448 | 2023-10-26 14:52
EMO003305 | FP-01-PM1-HOO-BL27 |  | MOTOR;15KW;31A;4P;380V;B | Installed | PM1.EXHAUST FAN 1/M | 449 | https://www.safesave.info/MIC.php?id=Fajar-MotorList449 | 2023-10-26 14:52
EMO002625 | FP-01-PM1-HOO-BUR1-BL10 |  | MOTOR AC;3,7KW;9,3A;2P;380V;B | Installed | PM1.HOO.BUR1/FDF/M | 450 | https://www.safesave.info/MIC.php?id=Fajar-MotorList450 | 2023-10-26 14:52
EMO000254 | FP-01-PM1-REL-PPRL |  | MOTOR;2,2KW;5,2A | Installed | PM1.PPR.ARMS/GB/M | 451 | https://www.safesave.info/MIC.php?id=Fajar-MotorList451 | 2023-10-26 14:52
EMO000333 | FP-01-PM1-WRS-T101-P136 |  | MOTOR AC;2,2KW;4,45A;2P;380V;V | Installed | PM1.SWR.T1/P1/M | 452 | https://www.safesave.info/MIC.php?id=Fajar-MotorList452 | 2023-10-26 14:52
EMO000334 | FP-01-PM1-WRS-T101-P137 |  | MOTOR AC;3KW;6,20A;2P;380V;V | Installed | PM1.SWR.T1/P2/M | 453 | https://www.safesave.info/MIC.php?id=Fajar-MotorList453 | 2023-10-26 14:52
EMO002957 | FP-01-PM1-WRS-T105-P147 |  | MOTOR AC;15KW;29A;4P;380V;B | Installed | PM1.CWR.T2/P3/M | 454 | https://www.safesave.info/MIC.php?id=Fajar-MotorList454 | 2023-10-26 14:52
EMO000345 | FP-01-PM1-WRS-T105-P148 |  | AC MOTOR;380V,50HZ,11KW,4P,B | Installed | PM1.CWR.T2/P4/M | 455 | https://www.safesave.info/MIC.php?id=Fajar-MotorList455 | 2023-10-26 14:53
EMO002873 | FP-01-PM1-WRS-T105-P149 |  | MOTOR AC;5,5KW;11,4A;4P;380V;B | Installed | PM1.CWR.T2/P5/M | 456 | https://www.safesave.info/MIC.php?id=Fajar-MotorList456 | 2023-10-26 14:53
EMO000321 | FP-01-PM1-WRS-FOR1 |  | MOTOR | Installed | PM1.F1.SW(O)2/M | 457 | https://www.safesave.info/MIC.php?id=Fajar-MotorList457 | 2023-10-26 14:53
EMO000325 | FP-01-PM1-WRS-FOR3 |  | MOTOR | Installed | PM1.F3.SW(O)2/M | 458 | https://www.safesave.info/MIC.php?id=Fajar-MotorList458 | 2023-10-26 14:53
EMO000252 | FP-01-PM1-PMA-CRN1-HST1 |  | MOTOR | Installed | PM1.CRN.DEMAG 10T(U)/GB/M | 459 | https://www.safesave.info/MIC.php?id=Fajar-MotorList459 | 2023-10-26 14:53
EMO000253 | FP-01-PM1-PMA-CRN1-HST2 |  | MOTOR | Installed | PM1.CRN.DEMAG 10T(S)/GB/M | 460 | https://www.safesave.info/MIC.php?id=Fajar-MotorList460 | 2023-10-26 14:53
EMO003451 | FP-01-PM1-COT-T211-A076 |  | MOTOR | Installed | PM1.COT.T5/AGT/M | 462 | https://www.safesave.info/MIC.php?id=Fajar-MotorList462 | 2023-10-26 14:53
EMO000183 | FP-01-PM1-COT-T204-P206 |  | MOTOR | Installed | PM1.COT.T(CMC)1/P1/M | 463 | https://www.safesave.info/MIC.php?id=Fajar-MotorList463 | 2023-10-26 14:53
EMO000159 | FP-01-PM1-COT-CRN1-HST1 |  | MOTOR | Installed | PM1.CRN.HTC 2T/GB/M | 464 | https://www.safesave.info/MIC.php?id=Fajar-MotorList464 | 2023-10-26 14:53
EMO000160 | FP-01-PM1-COT-CRN2-HST1 |  | MOTOR | Installed | PM1.CRN.DEMAG 1.6T/GB/M | 465 | https://www.safesave.info/MIC.php?id=Fajar-MotorList465 | 2023-10-26 14:53
EMO003701 | FP-01-PM1-COT-T192-P363 |  | AC MOTOR;380V,50HZ,11KW,4P,B | Installed | PM1.COT.T(BIN)/P1 | 466 | https://www.safesave.info/MIC.php?id=Fajar-MotorList466 | 2023-10-26 14:53
EMO003157 | FP-01-PM1-COT-SR44 |  | MOTOR | Installed | PM1.COT.ETR 26 | 467 | https://www.safesave.info/MIC.php?id=Fajar-MotorList467 | 2023-10-26 14:53
EMO000053 | FP-01-PM1-STA-T241-A093 |  | MOTOR | Installed | CH1.STA.T10/AGT/M | 468 | https://www.safesave.info/MIC.php?id=Fajar-MotorList468 | 2023-10-26 14:53
EMO000277 | FP-01-PM1-STC-T261-P249 |  | MOTOR | Installed | PM1.STC.SLCR/P1/M | 469 | https://www.safesave.info/MIC.php?id=Fajar-MotorList469 | 2023-10-26 14:53
EMO000531 | FP-01-FN1-CUT-RWD1 |  | MOTOR AC;55KW;105A;4P;380V;B | Installed | FIN1.YUELI.BLW(TRIM)/M | 470 | https://www.safesave.info/MIC.php?id=Fajar-MotorList470 | 2023-10-26 14:53
EMO000559 | FP-01-FN1-CUT-SC05-5CU1-BL04 |  | AC MOTOR;380V,50Hz,55kW,4P,315L,B3 | Installed | FN1.SC05.5CU1.BL04/M | 471 | https://www.safesave.info/MIC.php?id=Fajar-MotorList471 | 2023-10-26 14:53
EMO000625 | FP-01-FN1-CUT-RWD1 |  | UNWINDER/BLW DC/M;5,5KW;11,5A | Installed | FIN1.YUELI.UNWINDER/BLW DC/M | 472 | https://www.safesave.info/MIC.php?id=Fajar-MotorList472 | 2023-10-26 14:53
EMO000635 | FP-01-FN1-CUT-RWD1 |  | UNWINDER/M | Installed | FIN1.YUELI.UNWINDER/M | 473 | https://www.safesave.info/MIC.php?id=Fajar-MotorList473 | 2023-10-26 14:53
EMO000645 | FP-01-FN1-CUT-SC01-CRN1-HST1 |  | MOTOR AC/3P/380V/3.5/0.5KW/2/12/VERTICAL | Installed | SIMPLEX 1.9/HOISKONE 3.2T/GB/M | 474 | https://www.safesave.info/MIC.php?id=Fajar-MotorList474 | 2023-10-26 14:53
EMO000655 | FP-01-FN1-CUT-SC02-CRN1-HST1 |  | MOTOR HOIST CRANE 4T DEMAG | Installed | SIMPLEX 2.6/HOISDEMAG 4T/GB/M | 475 | https://www.safesave.info/MIC.php?id=Fajar-MotorList475 | 2023-10-26 14:53
EMO000657 | FP-01-FN1-CUT-SC02 |  | LAY BOY/BLW 2/M0,37KW;1,25A | Installed | SIMPLEX 2.6/LAYBOY/BLW2/M | 476 | https://www.safesave.info/MIC.php?id=Fajar-MotorList476 | 2023-10-26 14:53
EMO000658 | FP-01-FN1-CUT-SC02 |  | MAIN-M | Installed | SIMPLEX 2.6/MAIN M/M | 477 | https://www.safesave.info/MIC.php?id=Fajar-MotorList477 | 2023-10-26 14:53
EMO003812 | FP-01-FN1-LUB-T353-P376 |  | T(OS)/P1/M;1,5KW;3,7A | Installed | SIMPLEX 2.6/T(OS)/P1/M | 478 | https://www.safesave.info/MIC.php?id=Fajar-MotorList478 | 2023-10-26 14:53
EMO000661 | FP-01-FN1-CUT-SC03 |  | BLW TRIM/M | Installed | SIMPLEX 2.8/BLW(TRIM)/M | 479 | https://www.safesave.info/MIC.php?id=Fajar-MotorList479 | 2023-10-26 14:53
EMO000665 | FP-01-FN1-CUT-SC03-CRN1-HST1 |  | MOTOR HOIST CRANE 5T DEMAG | Installed | SIMPLEX 2.8/HOIS DEMAG 5T/GB/M | 480 | https://www.safesave.info/MIC.php?id=Fajar-MotorList480 | 2023-10-26 14:53
EMO000666 | FP-01-FN1-CUT-SC03 |  | LAY BOY/BLW/M;0,37KW;1,1A | Installed | SIMPLEX 2.8/LAYBOY/BLW/M | 481 | https://www.safesave.info/MIC.php?id=Fajar-MotorList481 | 2023-10-26 14:53
EMO000667 | FP-01-FN1-CUT-SC03 |  | MAIN-M | Installed | SIMPLEX 2.8/MAIN M/M | 482 | https://www.safesave.info/MIC.php?id=Fajar-MotorList482 | 2023-10-26 14:53
EMO000669 | FP-01-FN1-LUB-T354-P378 |  | T(OS)/P1/M;1,5KW;4,5A | Installed | SIMPLEX 2.8/T(OS)/P1/M | 483 | https://www.safesave.info/MIC.php?id=Fajar-MotorList483 | 2023-10-26 14:53
EMO000671 | FP-01-FN1-CUT-SC04 |  | BLW DC/M | Installed | DUPLEX 3.6/BLW DC/M | 484 | https://www.safesave.info/MIC.php?id=Fajar-MotorList484 | 2023-10-26 14:53
EMO000673 | FP-01-FN1-CUT-SC04 |  | VAC BLW/M | Installed | DUPLEX 3.6/VAC BLW/M | 485 | https://www.safesave.info/MIC.php?id=Fajar-MotorList485 | 2023-10-26 14:53
MGB000119 | FP-01-FN1-CUT-SC04-CRN1-HST1 |  | MOTOR HOIST CRANE 8T KONE | Installed | DUPLEX 3.6/HOIST 1 KONE 8T/GB | 486 | https://www.safesave.info/MIC.php?id=Fajar-MotorList486 | 2023-10-26 14:53
MGB000120 | FP-01-FN1-CUT-SC04-CRN1-HST2 |  | MOTOR HOIST CRANE 8T KONE | Installed | DUPLEX 3.6/HOIST 2 KONE 8T/GB | 487 | https://www.safesave.info/MIC.php?id=Fajar-MotorList487 | 2023-10-26 14:53
EMO000679 | FP-01-FN1-CUT-SC04 |  | MAIN-GB/M | Installed | DUPLEX 3.6/MAIN GB/M | 488 | https://www.safesave.info/MIC.php?id=Fajar-MotorList488 | 2023-10-26 14:53
EMO000681 | FP-01-FN1-CUT-SC04 |  | BOTTOM SLITTER/M | Installed | DUPLEX 3.6/SLIT (BT)/M | 489 | https://www.safesave.info/MIC.php?id=Fajar-MotorList489 | 2023-10-26 14:53
EMO000687 | FP-01-FN1-CUT-WRP1 |  | OPERATOR TABLE/M;1,1KW;2,8A | Installed | WRAPPING 1/OPTR TABLE/M | 490 | https://www.safesave.info/MIC.php?id=Fajar-MotorList490 | 2023-10-26 14:53
EMO002487 | FP-01-FN1-CUT-WRP2 |  | MOTOR;2,2KW;6,35A;4P;380V;V | Installed | WRAPPING 2/HP4-17/M | 491 | https://www.safesave.info/MIC.php?id=Fajar-MotorList491 | 2023-10-26 14:53
EMO002488 | FP-01-FN1-CUT-WRP2 |  | MOTOR;2,2KW;6,35A;4P;380V;V | Installed | WRAPPING 2/HP4-18/M | 492 | https://www.safesave.info/MIC.php?id=Fajar-MotorList492 | 2023-10-26 14:53
EMO002503 | FP-01-FN1-CUT-WRP1 |  | MOTOR2,2KW;6,35A;4P;380V;V | Installed | WRAPPING 1/HP4-13/M | 493 | https://www.safesave.info/MIC.php?id=Fajar-MotorList493 | 2023-10-26 14:53
EMO002504 | FP-01-FN1-CUT-WRP1 |  | MOTOR;2,2KW;6,35A | Installed | WRAPPING 1/HP4-14/M | 494 | https://www.safesave.info/MIC.php?id=Fajar-MotorList494 | 2023-10-26 14:53
EMO002512 | FP-01-FN1-HYD-T351-P373 |  | MOTOR;11KW;25A | Installed | FN1.HYD.CUT.SC03/UN.W/HP4-02/M | 495 | https://www.safesave.info/MIC.php?id=Fajar-MotorList495 | 2023-10-26 14:53
EMO002513 | FP-01-FN1-CUT-SC04 |  | MOTOR | Installed | DUPLEX 3,6/HP4-03/M | 496 | https://www.safesave.info/MIC.php?id=Fajar-MotorList496 | 2023-10-26 14:53
EMO002527 | FP-01-FN1-CUT-RWD1 |  | Long Travel Crane DEMAG 8 T M1 Motor (Ut | Installed | FIN1.YUELI.CRANE DEMAG 8T/LT/M-Ut | 497 | https://www.safesave.info/MIC.php?id=Fajar-MotorList497 | 2023-10-26 14:53
EMO002529 | FP-01-FN1-CUT-RWD1 |  | Long Travel Crane DEMAG 8 T M2 Motor (Se | Installed | FIN1.YUELI.CRANE DEMAG 8T/LT/M-Se | 498 | https://www.safesave.info/MIC.php?id=Fajar-MotorList498 | 2023-10-26 14:53
EMO002532 | FP-01-FN1-HYD-T350-P372 |  | PUMP Hydr Lby M1(Up);3,7KW8,1A;4P;380V;B | Installed | FN1.HYD.SC02/LIFT.TBLE/HP4-01B | 499 | https://www.safesave.info/MIC.php?id=Fajar-MotorList499 | 2023-10-26 14:53
EMO002535 | FP-01-FN1-HYD-T350-P371 |  | Pump Hyd Lby M2(Down);3,7KW8,1A;4P;380VB | Installed | FN1.HYD.SC02/LIFT.TBLE/HP4-01A | 500 | https://www.safesave.info/MIC.php?id=Fajar-MotorList500 | 2023-10-26 14:53
EMO002538 | FP-01-FN1-CUT-SC02 |  | Long Travel Crane DEMAG 4 T Motor | Installed | SIMPLEX 2.6/C.DEMAG 4T/LT/M | 501 | https://www.safesave.info/MIC.php?id=Fajar-MotorList501 | 2023-10-26 14:53
EMO002539 | FP-01-FN1-HYD-T352-P374 |  | PUmp Hyd Lby M1(Up);3,7KW;8,1A;4P;380V/B | Installed | FN1.HYD.SC03/LIFT.TBLE/HP4-03A | 502 | https://www.safesave.info/MIC.php?id=Fajar-MotorList502 | 2023-10-26 14:53
EMO002540 | FP-01-FN1-HYD-T352-P375 |  | Pump Hyd Lby M2(Down);3,7KW;8,1A;4P;380V | Installed | FN1.HYD.SC03/LIFT.TBLE/HP4-03B | 503 | https://www.safesave.info/MIC.php?id=Fajar-MotorList503 | 2023-10-26 14:53
EMO002543 | FP-01-FN1-CUT-SC03 |  | Long Travel Crane DEMAG 5 T Motor | Installed | SIMPLEX 2.8/C.DEMAG 5T/LT/M | 504 | https://www.safesave.info/MIC.php?id=Fajar-MotorList504 | 2023-10-26 14:53
EMO002627 | FP-01-FN1-CUT-SC04 |  | Hoist Crane KONE 15 T Motor | Installed | DUPLEX 3.6/C.HOIST KONE 15T/M | 505 | https://www.safesave.info/MIC.php?id=Fajar-MotorList505 | 2023-10-26 14:53
EMO002628 | FP-01-FN1-CUT-SC04 |  | Long Travel Crane KONE 15 T M1 Motor (Ut | Installed | DUPLEX 3.6/C.KONE 15T/LT/M1(N) | 506 | https://www.safesave.info/MIC.php?id=Fajar-MotorList506 | 2023-10-26 14:53
EMO002629 | FP-01-FN1-CUT-SC04 |  | Long Travel Crane KONE 15 T M2 Motor (S) | Installed | DUPLEX 3.6/KONE 15T/LT/M2(S)/M | 507 | https://www.safesave.info/MIC.php?id=Fajar-MotorList507 | 2023-10-26 14:53
EMO002635 | FP-01-FN1-PRS-BALL |  | Hydrolik Pump Motor;30KW;58A | Installed | FIN1.BALLING PRESS/HYD.PMP/M | 508 | https://www.safesave.info/MIC.php?id=Fajar-MotorList508 | 2023-10-26 14:53
EMO002880 | FP-01-FN1-CUT-RWD1 |  | MOTOR,AC,55KW,97A,1480RPM,380V | Installed | FIN1.YULIE.PAPER ROLL DRIVE/M | 509 | https://www.safesave.info/MIC.php?id=Fajar-MotorList509 | 2023-10-26 14:53
EMO003100 | FP-01-FN1-CUT-SC04 |  | AC MOTOR;380V,50HZ,37KW,2P,B | Installed | DUPLEX 3.6/BLW(TRIM)/M | 510 | https://www.safesave.info/MIC.php?id=Fajar-MotorList510 | 2023-10-26 14:53
EMO003586 | FP-01-FN1-CUT-SC03 |  | MOTOR LAY BOY BOWER DS | Installed | SIMPLEX 2.8/LAYBOY/BLW DS/M | 511 | https://www.safesave.info/MIC.php?id=Fajar-MotorList511 | 2023-10-26 14:53
EMO003587 | FP-01-FN1-CUT-SC03 |  | MOTOR LAY BOY BOWER TS | Installed | SIMPLEX 2.8/LAYBOY/BLW TS/M | 512 | https://www.safesave.info/MIC.php?id=Fajar-MotorList512 | 2023-10-26 14:53
EMO003589 | FP-01-FN1-CUT-WRPR-CRN1 |  | MOTOR HOIST CRANE 5T,DEMAG | Installed | FIN1.WRPR.CRN.5TON/GB/M | 513 | https://www.safesave.info/MIC.php?id=Fajar-MotorList513 | 2023-10-26 14:53
EMO003680 | FP-01-FN1-CUT-WRP3-FC01-RC01 |  | AC MOTOR;NISSEI | Installed | FN1.WRP3.FC01.RC01/R1/GM/M | 514 | https://www.safesave.info/MIC.php?id=Fajar-MotorList514 | 2023-10-26 14:53
EMO003683 | FP-01-FN1-CUT-WRP3-FD01-WFR1 |  | AC MOTOR;MITSUBISHI | Installed | FN1.WRP3.FD01.WFR1/R/GM/M | 515 | https://www.safesave.info/MIC.php?id=Fajar-MotorList515 | 2023-10-26 14:53
EMO003686 | FP-01-FN1-CUT-WRP3-SF01-RC18 |  | AC MOTOR;NISSEI | Installed | FN1.WRP3.SF01.RC18/R1/GM/M | 516 | https://www.safesave.info/MIC.php?id=Fajar-MotorList516 | 2023-10-26 14:54
EMO003688 | FP-01-FN1-HYD-T356-P377 |  | AC MOTOR;PUMP OIL HYD,TOSHIBA | Installed | FN1.HYD.WRP3.T356.P377/P/M | 517 | https://www.safesave.info/MIC.php?id=Fajar-MotorList517 | 2023-10-26 14:54
EMO003692 | FP-01-FN1-CUT-WRP3-SS01-LF03 |  | AC MOTOR;NISSEI | Installed | FN1.WRP3.SS01.LF03/L.CN/GM-M | 518 | https://www.safesave.info/MIC.php?id=Fajar-MotorList518 | 2023-10-26 14:54
EMO003693 | FP-01-FN1-CUT-WRP3-SS01-LF02 |  | AC MOTOR;MITSUBISHI | Installed | FN1.WRP3.SS01.LF02/LIFTER/GM-M | 519 | https://www.safesave.info/MIC.php?id=Fajar-MotorList519 | 2023-10-26 14:54
EMO003695 | FP-01-FN1-CUT-WRP3-SS01-LF03 |  | AC MOTOR;MITSUBISHI | Installed | FN1.WRP3.SS01.LF03/LIFTER/GM/M | 520 | https://www.safesave.info/MIC.php?id=Fajar-MotorList520 | 2023-10-26 14:54
EMO003698 | FP-01-FN1-CUT-WRP3-SD01-CN4A |  | AC MOTOR;CONVEYOR 04 TOP FRONT SIDE | Installed | FN1.WRP3.SD01.CN4A/FS/GM/M | 521 | https://www.safesave.info/MIC.php?id=Fajar-MotorList521 | 2023-10-26 14:54
EMO003702 | FP-01-FN1-CUT-WRP3-GD01-RWS1 |  | AC MOTOR;MITSUBISHI | Installed | FN1.WRP3.GD01.RWS1/R.UN/GM/M | 522 | https://www.safesave.info/MIC.php?id=Fajar-MotorList522 | 2023-10-26 14:54
EMO003703 | FP-01-FN1-CUT-WRP3-GD01-RWS2 |  | AC MOTOR;MITSUBISHI | Installed | FN1.WRP3.GD01.RWS2/R.UN/GM/M | 523 | https://www.safesave.info/MIC.php?id=Fajar-MotorList523 | 2023-10-26 14:54
EMO003704 | FP-01-FN1-CUT-WRP3-FD01-TRC1 |  | AC MOTOR;NISSEI | Installed | FN1.WRP3.FD01.TRC1/TRIM/GM-M | 524 | https://www.safesave.info/MIC.php?id=Fajar-MotorList524 | 2023-10-26 14:54
EMO003732 | FP-01-FN1-CUT-WRP2 |  | AC MOTOR;380V,50Hz,0.75kW,4P,80M,B5 | Installed | FN1.CUT.WRP2.PENDAYUNG/M | 525 | https://www.safesave.info/MIC.php?id=Fajar-MotorList525 | 2023-10-26 14:54
EMO003757 | FP-01-FN1-CUT-SC05-3DU1-DJ1A |  | MOTOR DERCULER 1A / 059MS1 | Installed | FN1.SC05.3DU1/DJ1A/GM/M | 526 | https://www.safesave.info/MIC.php?id=Fajar-MotorList526 | 2023-10-26 14:54
EMO003758 | FP-01-FN1-CUT-SC05-3DU1-DJ1B |  | MOTOR DERCULER 1A / 059MS2 | Installed | FN1.SC05.3DU1/DJ1B/GM/M | 527 | https://www.safesave.info/MIC.php?id=Fajar-MotorList527 | 2023-10-26 14:54
EMO003759 | FP-01-FN1-CUT-SC05-4DU2-DJ2A |  | MOTOR DERCULER 2A / 063MS1 | Installed | FN1.SC05.4DU2/DJ1B/GM/M | 528 | https://www.safesave.info/MIC.php?id=Fajar-MotorList528 | 2023-10-26 14:54
EMO003760 | FP-01-FN1-CUT-SC05-4DU2-DJ2B |  | MOTOR DERCULER 2B / 063MS2 | Installed | FN1.SC05.4DU2/DJ2B/GM/M | 529 | https://www.safesave.info/MIC.php?id=Fajar-MotorList529 | 2023-10-26 14:54
EMO003762 | FP-01-FN1-CUT-SC05-5CU1-MD01 |  | MOTOR MASTER DRIVE FAN / 046MS1 | Installed | FN1.SC05.5CU1/MD01/M.FAN | 530 | https://www.safesave.info/MIC.php?id=Fajar-MotorList530 | 2023-10-26 14:54
EMO003764 | FP-01-FN1-CUT-SC05-5CU1-CC02 |  | MOTOR KNIFE MASTER FAN / 053MS1 | Installed | FN1.SC05.5CU1/CC02/M.FAN | 531 | https://www.safesave.info/MIC.php?id=Fajar-MotorList531 | 2023-10-26 14:54
EMO003766 | FP-01-FN1-CUT-SC05-5CU1-CC01 |  | MOTOR KNIFE SLAVE FAN / 057MS1 | Installed | FN1.SC05.5CU1/CC01/M.FAN | 532 | https://www.safesave.info/MIC.php?id=Fajar-MotorList532 | 2023-10-26 14:54
EMO003768 | FP-01-FN1-CUT-SC05-6CN2-BL02 |  | MOTOR SUCTION BLOWER / 102MS1 | Installed | FN1.SC05.6CN2/BL02/M | 533 | https://www.safesave.info/MIC.php?id=Fajar-MotorList533 | 2023-10-26 14:54
EMO003769 | FP-01-FN1-CUT-SC05-6CN2-SB01 |  | MOTOR SLOW BELT 1 / 082MS1 | Installed | FN1.SC05.6CN2/SB01/GM/M | 534 | https://www.safesave.info/MIC.php?id=Fajar-MotorList534 | 2023-10-26 14:54
EMO003771 | FP-01-FN1-CUT-SC05-6CN2-TF01 |  | MOTOR TRANSLATION FORKPITCH / 144MS1 | Installed | FN1.SC05.6CN2/TF01/GM/M | 535 | https://www.safesave.info/MIC.php?id=Fajar-MotorList535 | 2023-10-26 14:54
EMO003772 | FP-01-FN1-CUT-SC05-6CN2-LF01 |  | MOTOR LIFTING FORKPITCH / 146MS1 | Installed | FN1.SC05.6CN2/LF01/GM/M | 536 | https://www.safesave.info/MIC.php?id=Fajar-MotorList536 | 2023-10-26 14:54
EMO003774 | FP-01-FN1-CUT-SC05-6CN2-BL03 |  | MOTOR PUMP BLOWER / 121MS1 | Installed | FN1.SC05.6CN2/BL03/M | 537 | https://www.safesave.info/MIC.php?id=Fajar-MotorList537 | 2023-10-26 14:54
EMO003314 | FP-01-PM1-CAL-CAL3-CYL1 |  | AC MOTOR;380V,50Hz,0.37kW,4P,90S,B5 | Installed | PM1.GC.CYL/DO/M | 538 | https://www.safesave.info/MIC.php?id=Fajar-MotorList538 | 2023-10-26 14:54
EMO003623 | FP-01-PM1-COT-COAT-BKR1 |  | DC MOTOR;440V,22.5kW,75A | Installed | PM1.COT.JB/BKR/GB/M | 539 | https://www.safesave.info/MIC.php?id=Fajar-MotorList539 | 2023-10-26 14:54
EMO003917 | FP-01-PM1-COT-FU05 |  | AC MOTOR;380V,50Hz,0.12kW,4P,60M,V1 | Installed | PM1.COT.FIC2/GM/M | 540 | https://www.safesave.info/MIC.php?id=Fajar-MotorList540 | 2023-10-26 14:54
EMO004937 | FP-01-PM1-STA-T250-A113 |  | AC MOTOR;380V,50Hz,0.75kW,4P,80M,V1 | Installed | PM1.STA.T17/A/M | 541 | https://www.safesave.info/MIC.php?id=Fajar-MotorList541 | 2023-10-26 14:54
EMO008011 | FP-01-PM1-COT-T212-A077 |  | AC MOTOR;380V,50Hz,5.5kW,4P,132S,B3 | Installed | PM1.COT.T6/AGT/M | 542 | https://www.safesave.info/MIC.php?id=Fajar-MotorList542 | 2023-10-26 14:54
EMO005002 | FP-01-PM1-LUB-T268 |  | AC MOTOR;380V,50Hz,3kW,2P,100L,B3 | Installed | PM1.LUB.T3/OFF.LINE/P/M | 543 | https://www.safesave.info/MIC.php?id=Fajar-MotorList543 | 2023-10-26 14:54
EMO003391 | FP-01-SP1-WRS-T098-P130 | 10022307 | AC MOTOR;380V,50Hz,90kW,4P,250M,B3 | Installed | SP1.WF.C1/P5/M | 544 | https://www.safesave.info/MIC.php?id=Fajar-MotorList544 | 2023-10-26 14:54
EMO000615 | FP-01-SP1-WRS-T098-P126 |  | AC MOTOR;380V,50Hz,18.5kW,4P,180M,B3 | Installed | SP1.WF.C1/P1/M | 545 | https://www.safesave.info/MIC.php?id=Fajar-MotorList545 | 2023-10-26 14:54
EMO000514 | FP-01-SP1-CLD-T021-P032 | 10010665 | AC MOTOR;380V,50Hz,55kW,4P,250S,B3 | Installed | SP1.CL.C19/P1/M | 546 | https://www.safesave.info/MIC.php?id=Fajar-MotorList546 | 2023-10-26 14:54
EMO000279 | FP-01-SP1-BKP-T095-P124 | 10027666 | AC MOTOR;380V,50Hz,55kW,4P,250M,B3 | Installed | SP1.BK.C2/P1/M | 547 | https://www.safesave.info/MIC.php?id=Fajar-MotorList547 | 2023-10-26 14:54
EMO000621 | FP-01-SP1-WRS-T099-P132 | 10010924 | AC MOTOR;380V,50Hz,15kW,4P,160L,B3 | Installed | SP1.WF.C2/P2/M | 548 | https://www.safesave.info/MIC.php?id=Fajar-MotorList548 | 2023-10-26 14:54
EMO002166 | FP-01-SP1-WRS-T099-P131 | 10020888 | AC MOTOR;380V,50Hz,15kW,4P,160L,B3 | Installed | SP1.WF.C2/P1/M | 549 | https://www.safesave.info/MIC.php?id=Fajar-MotorList549 | 2023-10-26 14:54
EMO000623 | FP-01-SP1-WRS-T100-P134 |  | AC MOTOR;380V,50Hz,37kW,4P,225S,B3 | Installed | SP1.WF.C3/P2/M | 550 | https://www.safesave.info/MIC.php?id=Fajar-MotorList550 | 2023-10-26 14:54
EMO000618 | FP-01-SP1-WRS-T098-P129 |  | AC MOTOR;380V,50Hz,90kW,4P,280M,B3 | Installed | SP1.WF.C1/P4/M | 551 | https://www.safesave.info/MIC.php?id=Fajar-MotorList551 | 2023-10-26 14:54
EMO003895 | FP-01-SP1-WRS-T100-P133 | 10028789 | AC MOTOR;380V,50Hz,90kW,4P,280S,B3 | Installed | SP1.WF.C3/P1/M | 552 | https://www.safesave.info/MIC.php?id=Fajar-MotorList552 | 2023-10-26 14:54
EMO000617 | FP-01-SP1-WRS-T098-P128 |  | MOTOR AC;15KW;30A;4P;380V;B | Installed | SP1.WF.C1/P3/M | 553 | https://www.safesave.info/MIC.php?id=Fajar-MotorList553 | 2023-10-26 14:54
EMO000238 | FP-01-PM1-LUB-T267-P279 |  | MOTOR AC ABB MBT;7,5KW;16,4A;4P;380V;V | Installed | PM1.LUB.T2/P1/M | 554 | https://www.safesave.info/MIC.php?id=Fajar-MotorList554 | 2023-10-26 14:54
EMO003724 | FP-01-SP1-OCC-T103-A019 | 10010872 | AC MOTOR;380V,50Hz,11kW,8P,286T,B3 | Installed | SP1.MW.C5A/AGT2/M | 555 | https://www.safesave.info/MIC.php?id=Fajar-MotorList555 | 2023-10-26 14:54
EMO003453 | FP-01-PM1-WET-FOR4 |  | MOTOR,N 112M4AB3,4KW,4P;8.9A;380V/B | Installed | PM1.COT.FLC/CTM | 556 | https://www.safesave.info/MIC.php?id=Fajar-MotorList556 | 2023-10-26 14:54
EMO002477 | FP-01-CH1-WGS-T300-P324 | 10010745 | AC MOTOR;380V,50Hz,11kW,4P,160M,B3 | Installed | CH1.WG.T1&2/P1/M | 557 | https://www.safesave.info/MIC.php?id=Fajar-MotorList557 | 2023-10-26 14:54
EMO002874 | FP-01-PM1-WET-HP02-FR03 |  | AC MOTOR;380V,50Hz,2.2kW,6P,112M,B5 | Installed | PM1.HP2.FR3(S)/M | 559 | https://www.safesave.info/MIC.php?id=Fajar-MotorList559 | 2023-10-26 14:54
EMO000197 | FP-01-SP1-OCC-T117-P085 | 10010654 | AC MOTOR;380V,50Hz,11kW,4P,180L,B3 | Installed | SP1.MW.T8/P2/M | 560 | https://www.safesave.info/MIC.php?id=Fajar-MotorList560 | 2023-10-26 14:54
EMO002120 | FP-01-SP1-OCC-T117-P356 |  | AC MOTOR;380V,50Hz,45kW,4P,225M,B3 | Installed | SP1.MW.T8/P3/M | 561 | https://www.safesave.info/MIC.php?id=Fajar-MotorList561 | 2023-10-26 14:54
EMO000449 | FP-01-SP1-OCC-T117-P078 |  | AC MOTOR;380V,50Hz,37kW,4P,225M,B3 | Installed | SP1.MW.T8/P1/M | 562 | https://www.safesave.info/MIC.php?id=Fajar-MotorList562 | 2023-10-26 14:54
EMO002932 | FP-01-SP1-MXW-CN05 |  | AC MOTOR;380V,50HZ,11KW,6P | Installed | SP1.CON5/GB/M | 564 | https://www.safesave.info/MIC.php?id=Fajar-MotorList564 | 2023-10-26 14:54
EMO003070 | FP-01-CH1-ALM-T289-P309 |  | AC MOTOR;380V,50HZ,5.9KW,4P,13A,B | Installed | CH1.ALM.T2/P1/M | 565 | https://www.safesave.info/MIC.php?id=Fajar-MotorList565 | 2023-10-26 14:54
EMO002722 | FP-01-CH1-ALM-T289-P310 |  | AC MOTOR;380V,50HZ,5.9KW,4P,13A,B | Installed | CH1.ALM.T2/P2/M | 566 | https://www.safesave.info/MIC.php?id=Fajar-MotorList566 | 2023-10-26 14:54
EMO002747 | FP-01-CH1-DIN-T291-P313 |  | MOTOR;AC;5.5KW;11.4A;2P;380V;B | Installed | CH1.DIN.T1/P1/M | 567 | https://www.safesave.info/MIC.php?id=Fajar-MotorList567 | 2023-10-26 14:54
EMO002729 | FP-01-CH1-CLA-T294-P317 |  | MOTOR;AC;0.75KW;2.1A;4P;380V;V | Installed | CH1.CLA.T2/P1/M(CLARIFLOCK) | 568 | https://www.safesave.info/MIC.php?id=Fajar-MotorList568 | 2023-10-26 14:54
EMO005030 | FP-01-CH1-HPO-T295-P319 |  | AC MOTOR;380V,50Hz,7.5kW,2P,132S,B3 | Installed | CH1.HPO.T1/P2/M | 569 | https://www.safesave.info/MIC.php?id=Fajar-MotorList569 | 2023-10-26 14:54
EMO002736 | FP-01-CH1-CSD-T296-P320 |  | MOTOR;AC;4KW;8.1;2;380V | Installed | CH1.CS.T2/P(DS)1/M | 570 | https://www.safesave.info/MIC.php?id=Fajar-MotorList570 | 2023-10-26 14:54
EMO003950 | FP-01-CH1-CSD-T296-P321 |  | AC MOTOR;380V,50Hz,4KW,2P,112M,B3 | Installed | CH1.CS.T2/P(DS)2/M | 571 | https://www.safesave.info/MIC.php?id=Fajar-MotorList571 | 2023-10-26 14:54
EMO002739 | FP-01-CH1-WGS-T297-P322 |  | MOTOR;AC;4KW;8.3A;2P;380V;B | Installed | CH1.WG.T3/P1/M | 572 | https://www.safesave.info/MIC.php?id=Fajar-MotorList572 | 2023-10-26 14:54
EMO002720 | FP-01-CH1-ALM-T289-A100 |  | MOTOR;AC;11KW;23.7A;6P;380V;B | Installed | CH1.ALM.T2/AGT/M | 573 | https://www.safesave.info/MIC.php?id=Fajar-MotorList573 | 2023-10-26 14:54
MGM001048 | FP-01-CH1-CLA-T293-A102 |  | GR.MOTOR;1.5kW,i=?, | Installed | CH1.CLA.T1/AGT/GM(CLARIFLOCK) | 574 | https://www.safesave.info/MIC.php?id=Fajar-MotorList574 | 2023-10-26 14:54
EMO002738 | FP-01-CH1-WGS-T297-A106 |  | MOTOR;AC;1.5KW;4.08A;6P;380V;B | Installed | CH1.WG.T3/AGT/M | 575 | https://www.safesave.info/MIC.php?id=Fajar-MotorList575 | 2023-10-26 14:54
EMO002742 | FP-01-CH1-ALM-T301-P325 |  | AC MOTOR;380V,50HZ,7.5KW,4P,16A,B | Installed | CH1.ALM.T1/P1/M | 576 | https://www.safesave.info/MIC.php?id=Fajar-MotorList576 | 2023-10-26 14:54
EMO002829 | FP-01-CH1-STA-T325-P344 |  | MOTOR;AC;7.5KW;15A;2P;380V;B | Installed | CH1.CM1&2/P2/M(STORAGE TANK) | 577 | https://www.safesave.info/MIC.php?id=Fajar-MotorList577 | 2023-10-26 14:54
EMO000396 | FP-01-CH1-STA-T324-A108 |  | AC MOTOR,380V,50Hz,3.7kW,8P,160M,B3 | Installed | CH1.CM1$2 AGT/M | 578 | https://www.safesave.info/MIC.php?id=Fajar-MotorList578 | 2023-10-26 14:55
EMO004170 | FP-01-CH1-STA-T233-A086 |  | AGITATOR | Installed | CH1.STA.T2/AGT/M | 579 | https://www.safesave.info/MIC.php?id=Fajar-MotorList579 | 2023-10-26 14:55
EMO000042 | FP-01-CH1-STA-T234-A087 |  | MOTOR;7.5KW | Installed | CH1.STA.T3/AGT/M | 580 | https://www.safesave.info/MIC.php?id=Fajar-MotorList580 | 2023-10-26 14:55
EMO000030 | FP-01-CH1-STA-T233-P237 |  | MOTOR;4KW | Installed | CH1.STA.T2/P1/M | 581 | https://www.safesave.info/MIC.php?id=Fajar-MotorList581 | 2023-10-26 14:55
EMO003337 | FP-01-CH1-STA-T233-P238 |  | MOTOR | Installed | CH1.STA.T2/P2 | 582 | https://www.safesave.info/MIC.php?id=Fajar-MotorList582 | 2023-10-26 14:55
EMO004947 | FP-01-CH1-STA-T234-P239 |  | AC MOTOR;380V,50Hz,7.5kW,4P,132M,B3 | Installed | CH1.STA.T3/P1/M | 583 | https://www.safesave.info/MIC.php?id=Fajar-MotorList583 | 2023-10-26 14:55
EMO003429 | FP-01-CH1-STA-T234-P240 |  | AC MOTOR;380V,50Hz,7.5kW,4P,132M,B3 | Installed | CH1.STA.T3/P2/M | 584 | https://www.safesave.info/MIC.php?id=Fajar-MotorList584 | 2023-10-26 14:55
EMO002835 | FP-01-CH1-STA-T328-P349 |  | MOTOR;AC;7.5KW;15.3A;4P;380V;V | Installed | CH1.NEW STORAGE.T/P1/M | 585 | https://www.safesave.info/MIC.php?id=Fajar-MotorList585 | 2023-10-26 14:55
EMO002824 | FP-01-CH1-STA-T324-P341 |  | MOTOR;AC;4KW;8.9A;4P;380V;B | Installed | CH1.CM1&2/P1/M(MIXING TANK) | 586 | https://www.safesave.info/MIC.php?id=Fajar-MotorList586 | 2023-10-26 14:55
EMO000027 | FP-01-CH1-STA-T232-P236 |  | MOTOR;0.75KW | Installed | CH1.STA.T1/P1/M | 587 | https://www.safesave.info/MIC.php?id=Fajar-MotorList587 | 2023-10-26 14:55
EMO002164 | FP-01-SP1-EFF-P347 | 10010602 | MOTOR;AC;15KW;30A;4P;50HZ;380V;B | Installed | SP1.EFF.T347.P347/M | 588 | https://www.safesave.info/MIC.php?id=Fajar-MotorList588 | 2023-10-26 14:55
MDO000010 | FP-01-PM1-DRY-GRP1-DC03 |  | DOCTOR | Installed | PM1.G1.DYC3/DR | 589 | https://www.safesave.info/MIC.php?id=Fajar-MotorList589 | 2023-10-26 14:55
MDO000011 | FP-01-PM1-DRY-GRP1-DC04 |  | DOCTOR | Installed | PM1.G1.DYC4/DR | 590 | https://www.safesave.info/MIC.php?id=Fajar-MotorList590 | 2023-10-26 14:55
MDO000012 | FP-01-PM1-DRY-GRP1-DC05 |  | DOCTOR | Installed | PM1.G1.DYC5/DR | 591 | https://www.safesave.info/MIC.php?id=Fajar-MotorList591 | 2023-10-26 14:55
MDO000024 | FP-01-PM1-DRY-GRP2-DC08 |  | DOCTOR;DRYER CYL #8 | Installed | PM1.G2.DYC8/DR | 592 | https://www.safesave.info/MIC.php?id=Fajar-MotorList592 | 2023-10-26 14:55
MDO000017 | FP-01-PM1-DRY-GRP2-DC12 |  | DOCTOR | Installed | PM1.G2.DYC12/DR | 593 | https://www.safesave.info/MIC.php?id=Fajar-MotorList593 | 2023-10-26 14:55
MDO000019 | FP-01-PM1-DRY-GRP2-DC14 |  | DOCTOR;DRYER CYL #14 | Installed | PM1.G2.DYC14/DR | 594 | https://www.safesave.info/MIC.php?id=Fajar-MotorList594 | 2023-10-26 14:55
MGM000005 | FP-01-PM1-PMA-CRN1-LTR1 | 10021020 | GEARMOTOR,AF06-MO-1-45-1 (H),I : 110 | Installed | PM1.CRN.DEMAG 10T(U)/LT1/GM | 595 | https://www.safesave.info/MIC.php?id=Fajar-MotorList595 | 2023-10-26 14:55
MGM000006 | FP-01-PM1-PMA-CRN1-LTR2 | 10021020 | GEARMOTOR,AF06-MO-1-45-1 (H),I : 110 | Installed | PM1.CRN.DEMAG 10T(S)/LT2/GM | 596 | https://www.safesave.info/MIC.php?id=Fajar-MotorList596 | 2023-10-26 14:55
MGM000003 | FP-01-PM1-PMA-CRN1-XTR1 |  | MOTORAC,380V,3P,0.20/0.80KW,8/2P,50HZ,V | Installed | PM1.CRN.DEMAG 10T(U)/CT1/GM | 597 | https://www.safesave.info/MIC.php?id=Fajar-MotorList597 | 2023-10-26 14:55
EMO002801 | FP-01-CH1-COT-SPLY-P334 |  | AC MOTOR;380V,50HZ,11KW,4P,B | Installed | SUPLY PUMP FMT 60/M | 598 | https://www.safesave.info/MIC.php?id=Fajar-MotorList598 | 2023-10-26 14:55
EMO000004 | FP-01-CH1-COT-T219-P220 |  | MOTOR;11KW;22,6A | Installed | PM1.COT.T(CA)3/P1/M | 599 | https://www.safesave.info/MIC.php?id=Fajar-MotorList599 | 2023-10-26 14:55
EMO000007 | FP-01-CH1-COT-T315-P330 |  | MOTOR | Installed | PM1.COT.T(CACO3)/(FMT)/P1/M | 600 | https://www.safesave.info/MIC.php?id=Fajar-MotorList600 | 2023-10-26 14:55
EMO000003 | FP-01-CH1-COT-T215-P216 |  | MOTOR;7,5KW;16A;4P;380V | Installed | PM1.COT.T(LX)1/P(MN)1/M | 601 | https://www.safesave.info/MIC.php?id=Fajar-MotorList601 | 2023-10-26 14:55
EMO000005 | FP-01-CH1-COT-T216-P219 |  | MOTOR;3KW;6,59A | Installed | PM1.COT.T(LX)2/P(MN)2/M | 602 | https://www.safesave.info/MIC.php?id=Fajar-MotorList602 | 2023-10-26 14:55
EMO000002 | FP-01-CH1-COT-T216-P218 |  | MOTOR;3KW;6,64A;4P;380V | Installed | PM1.COT.T(LX)2/P(MN)1/M | 603 | https://www.safesave.info/MIC.php?id=Fajar-MotorList603 | 2023-10-26 14:55
EMO000012 | FP-01-CH1-COT-T220-A083 |  | MOTOR;7.5KW;15,3A | Installed | PM1.COT.T(CA)4/AGT/M | 604 | https://www.safesave.info/MIC.php?id=Fajar-MotorList604 | 2023-10-26 14:55
MGM000357 | FP-01-CH1-COT-T217-A080 |  | GEARMOTOR | Installed | PM1.COT.T(CA)1/AGT/GM | 605 | https://www.safesave.info/MIC.php?id=Fajar-MotorList605 | 2023-10-26 14:55
EMO005014 | FP-01-CH1-COT-T218-A081 |  | AC MOTOR;380V,50Hz,7.5kW,4P,132M,B3 | Installed | PM1.COT.T(CA)2/AGT/M | 606 | https://www.safesave.info/MIC.php?id=Fajar-MotorList606 | 2023-10-26 14:55
EMO002743 | FP-01-CH1-ALM-T301-P326 |  | AC MOTOR:380V.50HZ.5.5KW.4P | Installed | CH1.ALM.T1/P2/M | 607 | https://www.safesave.info/MIC.php?id=Fajar-MotorList607 | 2023-10-26 14:55
EMO000355 | FP-01-SP1-EFF-T262-P272 |  | AC MOTOR;380V,50Hz,75kW,4P,250S,V1 | Installed | SP1.EFF.PIT1/P2/M | 608 | https://www.safesave.info/MIC.php?id=Fajar-MotorList608 | 2023-10-26 14:55
EMO003329 | FP-01-SP1-WRS-T098-P127 |  | AC MOTOR;380V,50Hz,18.5kW,4P,180M,B3 | Installed | SP1.WF.C1/P2/M | 609 | https://www.safesave.info/MIC.php?id=Fajar-MotorList609 | 2023-10-26 14:55
EMO002840 | FP-01-SP2-NDL-T029-A013 | 10010925 | AC MOTOR;380V,50Hz,7.5kW,6P,160M,B3 | Installed | SP2.ND.C4/AGT2/M | 610 | https://www.safesave.info/MIC.php?id=Fajar-MotorList610 | 2023-10-26 14:55
EMO003655 | FP-01-SP2-NDL-T020-P031 | 10011114 | AC MOTOR;380V,50Hz,90kW,4P,280M,B3 | Installed | SP2.ND.C2/P1/M | 611 | https://www.safesave.info/MIC.php?id=Fajar-MotorList611 | 2023-10-26 14:55
EMO000983 | FP-01-SP2-NDL-T020-A011 | 10020925 | AC MOTOR;380V,50HZ,30KW,6P,B | Installed | SP2.ND.C2/AGT/M | 612 | https://www.safesave.info/MIC.php?id=Fajar-MotorList612 | 2023-10-26 14:55
EMO000527 | FP-01-SP1-OCC-T045-A015 | 10010549 | AC MOTOR;380V,50Hz,22kW,4P,180L,B3 | Installed | SP1.MW.C1/AGT/GB/M | 613 | https://www.safesave.info/MIC.php?id=Fajar-MotorList613 | 2023-10-26 14:55
EMO004234 | FP-01-SP2-OCC-T019-P030 | 10029102 | AC MOTOR;380V,50Hz,132kW,4P,315M,B3 | Installed | SP2.OC.C1/P1/M | 614 | https://www.safesave.info/MIC.php?id=Fajar-MotorList614 | 2023-10-26 14:55
EMO003751 | FP-01-PM1-DRY-SZPR-SPRB | 10010790 | DC MOTOR;440V,50Hz,55Kw | Installed | PM1.SP.R(BT)/GB/M | 615 | https://www.safesave.info/MIC.php?id=Fajar-MotorList615 | 2023-10-26 14:55
EMO003344 | FP-01-PM1-WET-FOR1-FR01 |  | MOTOR | Installed | PM1.F1.FR1(S)/M | 616 | https://www.safesave.info/MIC.php?id=Fajar-MotorList616 | 2023-10-26 14:55
EMO000354 | FP-01-SP1-CLD-TH24-P387 | 10010926 | AC MOTOR;380V,50Hz,55kW,4P,250M,B3 | Installed | SP.CLD.PPM300/P1/M | 617 | https://www.safesave.info/MIC.php?id=Fajar-MotorList617 | 2023-10-26 14:55
EMO001006 | FP-01-SP1-CLD-TH24-P388 | 10010619 | AC MOTOR;380V,50Hz,55kW,4P,250M,B3 | Installed | SP.CLD.PPM300/P2/M | 618 | https://www.safesave.info/MIC.php?id=Fajar-MotorList618 | 2023-10-26 14:55
MGM000288 | FP-01-SP1-CPO-TH02 |  | GEARMOTOR | Installed | SP1.CP.THK2A/GM | 619 | https://www.safesave.info/MIC.php?id=Fajar-MotorList619 | 2023-10-26 14:55
EMO003346 | FP-01-PM1-WET-PRS2-TCRB |  | MOTOR SHOWER | Installed | PM1.P2.BOTT.SW(O)2/M | 620 | https://www.safesave.info/MIC.php?id=Fajar-MotorList620 | 2023-10-26 14:55
MGM000107 | FP-01-CH1-COT-T334-A112 |  | GEAR MOTOR | Installed | PM1.COT.T(LX)3/AGT/GM | 622 | https://www.safesave.info/MIC.php?id=Fajar-MotorList622 | 2023-10-26 14:55
MGM000102 | FP-01-FN1-CUT-WRPR |  | TABLE 1/ROLL/GM;3,7KW;8,1A | Installed | WRAPPING ROLL/TABLE 1/RL/GM | 623 | https://www.safesave.info/MIC.php?id=Fajar-MotorList623 | 2023-10-26 14:55
MGM000104 | FP-01-FN1-CUT-WRPR |  | TABLE 3 TS/GM;0,75KW;2A | Installed | WRAPPING ROLL/TABLE 3 TS/GM | 624 | https://www.safesave.info/MIC.php?id=Fajar-MotorList624 | 2023-10-26 14:55
MGM000103 | FP-01-FN1-CUT-WRPR |  | TABLE 3 DS/GM;0,75KW;2A | Installed | WRAPPING ROLL/TABLE 3 DS/GM | 625 | https://www.safesave.info/MIC.php?id=Fajar-MotorList625 | 2023-10-26 14:55
MGM000105 | FP-01-FN1-CUT-WRPR |  | UNWINDER SAMPUL/GM;2,2KW;5.2A | Installed | WRAPPING ROLL/UNW SAMPUL/GM | 626 | https://www.safesave.info/MIC.php?id=Fajar-MotorList626 | 2023-10-26 14:55
MGM000767 | FP-01-FN1-CUT-WRP3-SS01-LF03 |  | GR.MOTOR DRIVE 2nd LIFT STACKING CONVEYO | Installed | FN1.WRP3.SS01.LF03/L.CN/GM | 627 | https://www.safesave.info/MIC.php?id=Fajar-MotorList627 | 2023-10-26 14:55
MGM000099 | FP-01-FN1-CUT-WRP2 |  | MEJA SAMPUL/GM1;1,5KW;4A | Installed | WRAPPING 2/MEJA SAMPUL/GM1 | 628 | https://www.safesave.info/MIC.php?id=Fajar-MotorList628 | 2023-10-26 14:55
MGM000101 | FP-01-FN1-CUT-WRP2 |  | CROSS CUTTER/GM;2HP;4,4A | Installed | WRAPPING 2/X-CUTTER/GM | 629 | https://www.safesave.info/MIC.php?id=Fajar-MotorList629 | 2023-10-26 14:55
MGM000088 | FP-01-FN1-CUT-WRP2 |  | MEJA SAMPUL/ROLL 1/GM;2,2KW;4,9A | Installed | WRAPPING 2/MEJA SAMPUL/RL1/GM | 630 | https://www.safesave.info/MIC.php?id=Fajar-MotorList630 | 2023-10-26 14:55
MGM000097 | FP-01-FN1-CUT-WRP2 |  | PENDORONG 1/GM;0,75KW;2,1A | Installed | WRAPPING 2/PUSHER 1/GM | 631 | https://www.safesave.info/MIC.php?id=Fajar-MotorList631 | 2023-10-26 14:55
MGM000095 | FP-01-FN1-CUT-WRP2 |  | PADDLE SHEET/GM1;2,2KW;4,9A | Installed | WRAPPING 2/PADDLE SHEET/GM1 | 632 | https://www.safesave.info/MIC.php?id=Fajar-MotorList632 | 2023-10-26 14:55
EMO003352 | FP-01-PM1-WET-FOR5-FR04 |  | MOTOR | Installed | PM1.F5.FR4(S)/GB/M | 633 | https://www.safesave.info/MIC.php?id=Fajar-MotorList633 | 2023-10-26 14:55
EMO003359 | FP-01-PM1-WET-FOR1-FR01 |  | MOTOR | Installed | PM1.F1.FR1/GB/M | 634 | https://www.safesave.info/MIC.php?id=Fajar-MotorList634 | 2023-10-26 14:55
EMO000320 | FP-01-PM1-WRS-FOR1 |  | MOTOR | Installed | PM1.F1.SW(O)1/M | 635 | https://www.safesave.info/MIC.php?id=Fajar-MotorList635 | 2023-10-26 14:55
EMO000323 | FP-01-PM1-WRS-FOR2 |  | MOTOR | Installed | PM1.F2.SW(O)2/M | 636 | https://www.safesave.info/MIC.php?id=Fajar-MotorList636 | 2023-10-26 14:55
EMO000324 | FP-01-PM1-WRS-FOR3 |  | MOTOR | Installed | PM1.F3.SW(O)1/M | 637 | https://www.safesave.info/MIC.php?id=Fajar-MotorList637 | 2023-10-26 14:55
EMO002828 | FP-01-CH1-STA-T325-P343 |  | MOTOR;AC;7.5KW;15A;2P;380V;B | Installed | CH1.CM1&2/P1/M(STORAGE TANK) | 638 | https://www.safesave.info/MIC.php?id=Fajar-MotorList638 | 2023-10-26 14:55
MGM000494 | FP-01-FN1-CUT-SC02 | 10023107 | GEARMOTOR;RNYM.60HZ;2.2KW | Installed | SIMPLEX 2.6/UNW 1 TS/GM1 | 639 | https://www.safesave.info/MIC.php?id=Fajar-MotorList639 | 2023-10-26 14:55
MGM000044 | FP-01-FN1-CUT-SC02 |  | UNWINDER 1 DS/GM1;2,2KW;5,4A | Installed | SIMPLEX 2.6/UNW 1 DS/GM1 | 640 | https://www.safesave.info/MIC.php?id=Fajar-MotorList640 | 2023-10-26 14:56
MGM000046 | FP-01-FN1-CUT-SC02 | 10023107 | GR.MOTOR;2.2kW,i=7,RNYM | Installed | SIMPLEX 2.6/UNW 2 DS/GM1 | 641 | https://www.safesave.info/MIC.php?id=Fajar-MotorList641 | 2023-10-26 14:56
MGM000054 | FP-01-FN1-CUT-SC02 |  | UNWINDER 2 TS/GM1;2,2KW;5,4A | Installed | SIMPLEX 2.6/UNW 2 TS/GM1 | 642 | https://www.safesave.info/MIC.php?id=Fajar-MotorList642 | 2023-10-26 14:56
MGM000037 | FP-01-FN1-CUT-RWD1 |  | UNWINDER/GM | Installed | FIN1.YUELI.UNW/GM | 643 | https://www.safesave.info/MIC.php?id=Fajar-MotorList643 | 2023-10-26 14:56
EMO000139 | FP-01-PM1-CAL-CAL3-CYL1 |  | MOTOR | Installed | PM1.GC.CYL/GB/M | 644 | https://www.safesave.info/MIC.php?id=Fajar-MotorList644 | 2023-10-26 14:56
MGM000363 | FP-01-CH1-COT-T315-A107 |  | GEARMOTOR;7,5KW;15,3A/4P/380V/V | Installed | PM1.COT.T(CACO3)/(FMT)/AGT/GM | 645 | https://www.safesave.info/MIC.php?id=Fajar-MotorList645 | 2023-10-26 14:56
EMO002733 | FP-01-CH1-HPO-T295-P318 |  | MOTOR;AC;4KW;8.1A;2P;380V;B | Installed | CH1.HPO.T1/P1/M | 646 | https://www.safesave.info/MIC.php?id=Fajar-MotorList646 | 2023-10-26 14:56
EMO003559 | FP-01-CH1-ALM-T290-P311 | 10010942 | AC MOTOR,380V,50HZ,3KW,4P | Installed | CH1.ALM.T3/P1/M | 647 | https://www.safesave.info/MIC.php?id=Fajar-MotorList647 | 2023-10-26 14:56
EMO002725 | FP-01-CH1-DIN-T291-A101 |  | MOTOR;AC;1.5KW;4.8A;6P;380V;B | Installed | CH1.DIN.T1/AGT/M | 648 | https://www.safesave.info/MIC.php?id=Fajar-MotorList648 | 2023-10-26 14:56
EMO002731 | FP-01-CH1-CLA-T293-P316 |  | MOTORAC,380V,0,37KW,50HZ,4P,V | Installed | CH1.CLA.T1/P1/M(CLARIFLOCK) | 649 | https://www.safesave.info/MIC.php?id=Fajar-MotorList649 | 2023-10-26 14:56
EMO002714 | FP-01-CH1-CSD-T283-P303 |  | MOTORAC,380V,0,4KW,1,1A,50HZ,4P,V | Installed | CH1.CS.T3/P1/M | 650 | https://www.safesave.info/MIC.php?id=Fajar-MotorList650 | 2023-10-26 14:56
EMO002717 | FP-01-CH1-WGS-T286-P306 |  | MOTORAC,380V,0,4KW,1,1A,50HZ,4P,V | Installed | CH1.WG.T5/P(DS)1/M | 651 | https://www.safesave.info/MIC.php?id=Fajar-MotorList651 | 2023-10-26 14:56
MGM000014 | FP-01-SP1-CLD-TH19 |  | MOTORAC,380V,0,55KW,1,1A,50HZ,4P,V | Installed | SP1.CL.THK2/SW(O)/GM | 652 | https://www.safesave.info/MIC.php?id=Fajar-MotorList652 | 2023-10-26 14:56
MGM000610 | FP-01-SP1-CPO-TH01 |  | MOTORAC,380V,0,55KW,1,63A,50HZ,4P,V | Installed | SP1.CP.THK1/SW(O)/GM | 653 | https://www.safesave.info/MIC.php?id=Fajar-MotorList653 | 2023-10-26 14:56
EMO000329 | FP-01-PM1-WRS-FOR5 |  | MOTOR;0,4KW;0,9A | Installed | PM1.F5.SW(O)2/M | 654 | https://www.safesave.info/MIC.php?id=Fajar-MotorList654 | 2023-10-26 14:56
EMO000627 | FP-01-FN1-CUT-RWD1 |  | REAR DRUM/M | Installed | FIN1.YUELI.RDR/M | 655 | https://www.safesave.info/MIC.php?id=Fajar-MotorList655 | 2023-10-26 14:56
EMO000636 | FP-01-FN1-CUT-RWD1 |  | FRONT DRUM/BLW DC/M;1,1KW;2,6 | Installed | FIN1.YUELI.FDR/BLW DC/M | 656 | https://www.safesave.info/MIC.php?id=Fajar-MotorList656 | 2023-10-26 14:56
EMO000637 | FP-01-FN1-CUT-RWD1 |  | FRONT DRUM/M | Installed | FIN1.YUELI.FDR/M | 657 | https://www.safesave.info/MIC.php?id=Fajar-MotorList657 | 2023-10-26 14:56
EMO000638 | FP-01-FN1-CUT-RWD1 |  | REAR DRUM/BLW DC/M;1,1KW;2,6 | Installed | FIN1.YUELI.RDR/BLW DC/M | 658 | https://www.safesave.info/MIC.php?id=Fajar-MotorList658 | 2023-10-26 14:56
EMO003770 | FP-01-FN1-CUT-SC05-6CN2-SB02 |  | MOTOR SLOW BELT 2 / 087MS1 | Installed | FN1.SC05.6CN2/SB02/GM/M | 659 | https://www.safesave.info/MIC.php?id=Fajar-MotorList659 | 2023-10-26 14:56
EMO003777 | FP-01-FN1-HYD-T360-P383 | 10023413 | MOTOR ;60HZ;14.1A;4P;380V | Installed | FN1.HYD.T360-P383/M | 660 | https://www.safesave.info/MIC.php?id=Fajar-MotorList660 | 2023-10-26 14:56
EMO003778 | FP-01-FN1-HYD-T360-P384 |  | MOTOR HYD PUMP;CUTTER MACHINE MARUISHI | Installed | FN1.HYD.T360-P384/M | 661 | https://www.safesave.info/MIC.php?id=Fajar-MotorList661 | 2023-10-26 14:56
EMO000136 | FP-01-PM1-WET-FOR2-CM01 |  | DC MOTOR;440V,55kW,129A | Installed | PM1.F2.CM01/GB/M | 662 | https://www.safesave.info/MIC.php?id=Fajar-MotorList662 | 2023-10-26 14:56
EMO000137 | FP-01-PM1-DRY-GRP4 |  | MOTOR DC,IGH2224-IBK-10Z,SIEMENZ,99KW | Installed | PM1.G4.GB/M | 663 | https://www.safesave.info/MIC.php?id=Fajar-MotorList663 | 2023-10-26 14:56
EMO003780 | FP-01-PM1-CAL-CAL1-TPR1 |  | DC MOTOR;440V,100kW,246A,G89,AEG | Installed | PM1.MC.R(TP)/GB/M | 664 | https://www.safesave.info/MIC.php?id=Fajar-MotorList664 | 2023-10-26 14:56
EMO000140 | FP-01-PM1-CAL-CAL3-TCR2 |  | MOTOR DC,G269,AEG,22.5KW,57A,1470,440V | Installed | PM1.GC.TCR2/GB/M | 665 | https://www.safesave.info/MIC.php?id=Fajar-MotorList665 | 2023-10-26 14:56
EMO000141 | FP-01-PM1-CAL-CAL3-TCR1 |  | DC MOTOR;440V,22.5KW,75A | Installed | PM1.GC.TCR1/GB/M | 666 | https://www.safesave.info/MIC.php?id=Fajar-MotorList666 | 2023-10-26 14:56
EMO000203 | FP-01-PM1-DRY-CCYL |  | DC MOTOR;440V,45KW,114A | Installed | PM1.CCY.CYL/GB/M | 667 | https://www.safesave.info/MIC.php?id=Fajar-MotorList667 | 2023-10-26 14:56
EMO000207 | FP-01-PM1-WET-PRS3-PSRB |  | DC MOTOR;440V,90kW,225A | Installed | PM1.P3.PSR(BT)/GB/M | 668 | https://www.safesave.info/MIC.php?id=Fajar-MotorList668 | 2023-10-26 14:56
EMO000213 | FP-01-PM1-DRY-GRP2 |  | MOTOR DC,IGH2224-IBK-10Z,SIEMENZ,99KW | Installed | PM1.G2.GB/M | 669 | https://www.safesave.info/MIC.php?id=Fajar-MotorList669 | 2023-10-26 14:56
EMO000215 | FP-01-PM1-DRY-GRP6 |  | MOTOR DC,1GH2-214,SIEMENS,40KW,102A,1920 | Installed | PM1.G6.GB/M | 670 | https://www.safesave.info/MIC.php?id=Fajar-MotorList670 | 2023-10-26 14:56
EMO000216 | FP-01-PM1-REL-PPRL-CYL1 |  | DC MOTOR;61KW,102A,1GH2214-1AE/10Z,SIEME | Installed | PM1.PPR.CYL/GB/M | 671 | https://www.safesave.info/MIC.php?id=Fajar-MotorList671 | 2023-10-26 14:56
EMO000217 | FP-01-PM1-DRY-GRP1 |  | MOTOR DC,IGH2224-IBK-10Z,SIEMENZ,99KW | Installed | PM1.G1.GB/M | 672 | https://www.safesave.info/MIC.php?id=Fajar-MotorList672 | 2023-10-26 14:56
EMO000219 | FP-01-PM1-DRY-GRP3 |  | MOTOR DC,IGH2224-IBK-10Z,SIEMENZ,99KW | Installed | PM1.G3.GB/M | 673 | https://www.safesave.info/MIC.php?id=Fajar-MotorList673 | 2023-10-26 14:56
EMO000218 | FP-01-PM1-DRY-GRP5 |  | MOTOR;DC,112KW,580V,215A | Installed | PM1.G5.GB/M | 674 | https://www.safesave.info/MIC.php?id=Fajar-MotorList674 | 2023-10-26 14:56
EMO000225 | FP-01-PM1-DRY-SZPR-SPRT |  | MOTOR;DC,45KW,440V,114A | Installed | PM1.SP.R(TP)/GB/M | 675 | https://www.safesave.info/MIC.php?id=Fajar-MotorList675 | 2023-10-26 14:56
EMO000307 | FP-01-PM1-WET-FOR4-CM01 |  | DC MOTOR;440V,37kW,95A | Installed | PM1.F4.CM01/GB/M | 676 | https://www.safesave.info/MIC.php?id=Fajar-MotorList676 | 2023-10-26 14:56
EMO000310 | FP-01-PM1-WET-FOR1-CM01 |  | DC MOTOR;440V,37kW,95A | Installed | PM1.F1.CM01/GB/M | 677 | https://www.safesave.info/MIC.php?id=Fajar-MotorList677 | 2023-10-26 14:56
EMO000312 | FP-01-PM1-WET-HP02-TCR2 |  | MOTOR DC,DK.4304V,75KW,190A,440V | Installed | PM1.P2.CRR(S)/GB/M | 678 | https://www.safesave.info/MIC.php?id=Fajar-MotorList678 | 2023-10-26 14:56
EMO000313 | FP-01-PM1-WET-HP01-TCR1 |  | MOTOR;DC,75KW,440V,190A | Installed | PM1.HP1.TCR1/GB/M | 679 | https://www.safesave.info/MIC.php?id=Fajar-MotorList679 | 2023-10-26 14:56
EMO000659 | FP-01-PM1-WET-PRS1-PSRB |  | DC MOTOR;51KW,129A,DK3417V,TOYODENKI | Installed | PM1.P1.SR(BT)/GB/M | 680 | https://www.safesave.info/MIC.php?id=Fajar-MotorList680 | 2023-10-26 14:56
EMO000316 | FP-01-PM1-WET-PRS2-CRR1 |  | MOTOR DC,DK.4304V,75KW,190A,440V | Installed | PM1.P2.CRR(S)/GB/M | 681 | https://www.safesave.info/MIC.php?id=Fajar-MotorList681 | 2023-10-26 14:56
EMO000311 | FP-01-PM1-WET-PRS2-TCRB |  | MOTOR DC,DK4317 V,90KW,440V | Installed | PM1.P2.TCR(BT)/GB/M | 682 | https://www.safesave.info/MIC.php?id=Fajar-MotorList682 | 2023-10-26 14:56
EMO000319 | FP-01-PM1-WET-PRS3-PSRT |  | MOTOR;DC,63KW,440V,160A | Installed | PM1.P3.PSR(TP)/GB/M | 683 | https://www.safesave.info/MIC.php?id=Fajar-MotorList683 | 2023-10-26 14:56
EMO000322 | FP-01-PM1-WRS-FOR2 |  | DC MOTOR;440V,37KW,95A | Installed | PM1.F2.SW(O)1/M | 684 | https://www.safesave.info/MIC.php?id=Fajar-MotorList684 | 2023-10-26 14:56
EMO000326 | FP-01-PM1-WRS-FOR4 |  |  | Installed | PM1.F4.SW(O)1/M | 685 | https://www.safesave.info/MIC.php?id=Fajar-MotorList685 | 2023-10-26 14:56
EMO000328 | FP-01-PM1-WRS-FOR5 |  |  | Installed | PM1.F5.SW(O)1/M | 686 | https://www.safesave.info/MIC.php?id=Fajar-MotorList686 | 2023-10-26 14:56
EMO002491 | FP-01-PM1-WET-PRS1-PSRT |  | MOTOR;DC,51KW,129A,1500RPM,440V | Installed | PM1.P1.SR(TP)/GB/M | 687 | https://www.safesave.info/MIC.php?id=Fajar-MotorList687 | 2023-10-26 14:56
EMO002563 | FP-01-PM1-CAL-CAL2 |  | DC MOTOR;440V,88kW,220A,W89VDE0530,AEG | Installed | PM1.HMC.R(TP)/GB/M | 688 | https://www.safesave.info/MIC.php?id=Fajar-MotorList688 | 2023-10-26 14:56
EMO002630 | FP-01-PM1-WET-FOR5-CM01 |  | DC MOTOR;440V,37kW,95A | Installed | PM1.F5.CM01/GB/M | 689 | https://www.safesave.info/MIC.php?id=Fajar-MotorList689 | 2023-10-26 14:56
EMO000306 | FP-01-PM1-WET-FOR3-CM01 | 10021036 | DC MOTOR;440V,37kW,95A | Installed | PM1.F3.CM01/GB/M | 690 | https://www.safesave.info/MIC.php?id=Fajar-MotorList690 | 2023-10-26 14:56
MGM000077 | FP-01-FN1-CUT-WRP1 |  | BELT CON 6/GM;0,75KW;2.35A | Installed | WRAPPING 1/BELT CON6/GM | 691 | 691 | 2023-10-26 14:56
EMO003910 | FP-01-FN1-LUB-T355-P379 | 10011047 | AC MOTOR;380V,50Hz,1.5kW,4P,90L,B3 | Installed | DUPLEX 3.6/T1(OS)/P1/M | 691 | https://www.safesave.info/MIC.php?id=Fajar-MotorList691 | 2023-10-26 14:56
MGM000080 | FP-01-FN1-CUT-WRP1 |  | PADDLE SHEET/GM1;3KW;6,9A | Installed | WRAPPING 1/PADDLE SHEET/GM1 | 692 | 692 | 2023-10-26 14:56
EMO003911 | FP-01-FN1-LUB-T355-P380 | 10011047 | AC MOTOR;380V,50Hz,1.5kW,4P,90L,B3 | Installed | DUPLEX 3.6/T1(OS)/P2/M | 692 | https://www.safesave.info/MIC.php?id=Fajar-MotorList692 | 2023-10-26 14:56
MGM000065 | FP-01-FN1-CUT-SC04 |  | FORMAT 1/GM;0,18/0,25KW;0,9/0,85A | Installed | DUPLEX 3.6/FORMAT 1/GM | 693 | https://www.safesave.info/MIC.php?id=Fajar-MotorList693 | 2023-10-26 14:56
MGM000066 | FP-01-FN1-CUT-SC04 |  | FORMAT 2/GM;0,18/0,25KW;0,9/0,85A | Installed | DUPLEX 3.6/FORMAT 2/GM | 694 | https://www.safesave.info/MIC.php?id=Fajar-MotorList694 | 2023-10-26 14:56
MGM000068 | FP-01-FN1-CUT-SC04 |  | UNWINDER 1/GM;1,5KW;3,7A | Installed | DUPLEX 3.6/UNW 1/GM | 695 | https://www.safesave.info/MIC.php?id=Fajar-MotorList695 | 2023-10-26 14:56
MGM000069 | FP-01-FN1-CUT-SC04 |  | UNWINDER 2/GM;1,5KW;3,55A | Installed | DUPLEX 3.6/UNW 2/GM | 696 | https://www.safesave.info/MIC.php?id=Fajar-MotorList696 | 2023-10-26 14:56
MGM000067 | FP-01-FN1-CUT-SC04 |  | GARPU LAY BOY/GM | Installed | DUPLEX 3.6/GARPU LAYBOY/GM | 697 | https://www.safesave.info/MIC.php?id=Fajar-MotorList697 | 2023-10-26 14:56
MGM000064 | FP-01-FN1-CUT-SC04 |  | START UP BELT CON/GM;1HP;2,15A | Installed | DUPLEX 3.6/BELT CON S/U-GM | 698 | https://www.safesave.info/MIC.php?id=Fajar-MotorList698 | 2023-10-26 14:57
EMO002887 | FP-01-FN1-CUT-SC04 |  | MOTOR DC,AW77,AEG,33KW,84A,1910,440V | Installed | DUPLEX 3.6/OVER LAP/GB/M | 699 | https://www.safesave.info/MIC.php?id=Fajar-MotorList699 | 2023-10-26 14:57
EMO005107 | FP-01-SP1-WRS-T098-P291 |  | AC MOTOR;380V,50Hz,18.5kW,2P,160L,B3 | Installed | SP1.WRS.T098.P291/P.SEAL_WTR/M | 700 | https://www.safesave.info/MIC.php?id=Fajar-MotorList700 | 2023-10-26 14:57
EMO005105 | FP-01-SP1-OCC-T363-P389 |  | AC MOTOR;380V,50Hz,37kW,4P,225S,B3 | Installed | SP1.OCC.T363.P389/P/M | 701 | https://www.safesave.info/MIC.php?id=Fajar-MotorList701 | 2023-10-26 14:57
EMO000356 | FP-01-SP1-EFF-T263-P273 | 10010716 | AC MOTOR;380V,50Hz,30kW,4P,200M,V1 | Installed | SP1.EFF.PIT2/P1/M | 702 | https://www.safesave.info/MIC.php?id=Fajar-MotorList702 | 2023-10-26 14:57
MGM000729 | FP-01-SP1-CPO-TH08-SCRF | 10008644 | GR.MOTOR;3.75KW,i=0.1,TM-H-345,GONG YUAN | Installed | SP1.CP.THK5A(SCREW)/GM | 703 | https://www.safesave.info/MIC.php?id=Fajar-MotorList703 | 2023-10-26 14:57
EMO003341 | FP-01-CH1-CLA-T294-A103 |  | AC MOTOR;380V,50Hz,1.5kW,4P,90L,V1 | Installed | CH1.CLA.T2/AGT/M(CLARIFLOCK) | 704 | https://www.safesave.info/MIC.php?id=Fajar-MotorList704 | 2023-10-26 14:57
EMO005023 | FP-01-CH1-COT-T218-P221 | 10027122 | AC MOTOR;380V,50Hz,11kW,4P,160M,B3 | Installed | PM1.COT.T(CA)2/P1/M | 705 | https://www.safesave.info/MIC.php?id=Fajar-MotorList705 | 2023-10-26 14:57
MGM000184 | FP-01-SP1-CPO-TH23-CLAR |  | GEARMOTOR 1 AT CLARIFIER | Installed | SP1.CP.KROFTA/GM1 | 707 | https://www.safesave.info/MIC.php?id=Fajar-MotorList707 | 2023-10-26 14:57
MGM000053 | FP-01-FN1-CUT-SC02 |  | GEARMOTOR,RNYM.02-1540-360,0.2KW,380 VOL | Installed | SIMPLEX 2.6/UNW 2 DS/GM2 | 708 | https://www.safesave.info/MIC.php?id=Fajar-MotorList708 | 2023-10-26 14:57
MGM000043 | FP-01-FN1-CUT-SC02 |  | FORMAT/GM2 (DIMENSION);0,37KW;1,13A | Installed | SIMPLEX 2.6/FORMAT/GM2 | 709 | https://www.safesave.info/MIC.php?id=Fajar-MotorList709 | 2023-10-26 14:57
MGM000042 | FP-01-FN1-CUT-SC02 |  | FORMAT/GM1 (SINCRONIZE);0,37KW;1,13A | Installed | SIMPLEX 2.6/FORMAT/GM1 | 710 | https://www.safesave.info/MIC.php?id=Fajar-MotorList710 | 2023-10-26 14:57
MGM000454 | FP-01-FN1-CUT-SC02 |  | GR.MOTOR;1.5kW,i=2,DPF14221AX,ESSLINGEN | Installed | SIMPLEX 2.6/GARPU LAYBOY/GM | 711 | https://www.safesave.info/MIC.php?id=Fajar-MotorList711 | 2023-10-26 14:57
MGM000048 | FP-01-FN1-CUT-SC02 |  | DECULER ROLL/GM;2HP;3,75A | Installed | SIMPLEX 2.6/DECULER ROLL/GM | 712 | https://www.safesave.info/MIC.php?id=Fajar-MotorList712 | 2023-10-26 14:57
EMO000646 | FP-01-FN1-CUT-SC04 |  | Conveyor Motor | Installed | DUPLEX 3.6/CONVEYOR/M | 713 | https://www.safesave.info/MIC.php?id=Fajar-MotorList713 | 2023-10-26 14:57
EMO003681 | FP-01-FN1-CUT-WRP3-FD01-RC06 |  | AC MOTOR;MITSUBISHI | Installed | FN1.WRP3.FD01.RC06/R1/GM/M | 714 | https://www.safesave.info/MIC.php?id=Fajar-MotorList714 | 2023-10-26 14:57
EMO003682 | FP-01-FN1-CUT-WRP3-GD01-RC09 |  | AC MOTOR;MITSUBISHI | Installed | FN1.WRP3.GD01.RC09/R1/GM/M | 715 | https://www.safesave.info/MIC.php?id=Fajar-MotorList715 | 2023-10-26 14:57
EMO003924 | FP-01-FN1-CUT-SC05-6CN2-BL01 |  | MOTOR AIR BLOWER / 093MS1 | Installed | FN1.SC05.6CN2/BL01/M | 716 | https://www.safesave.info/MIC.php?id=Fajar-MotorList716 | 2023-10-26 14:57
EMO003776 | FP-01-FN1-CUT-SC05-6CN2-RG01 |  | MOTOR SUCTION GATE / 099MS1 | Installed | FN1.SC05.6CN2/RG01/M | 717 | https://www.safesave.info/MIC.php?id=Fajar-MotorList717 | 2023-10-26 14:57
EMO002746 | FP-01-CH1-CSD-T307-P329 |  | MOTOR | Installed | CH1.CS.T9/P1/M | 718 | https://www.safesave.info/MIC.php?id=Fajar-MotorList718 | 2023-10-26 14:57
EMO002803 | FP-01-CH1-COT-SPLY-P332 |  | MOTOR;15HP;20,9A;4P;380V/B | Installed | SUPLY PUMP LATEX DPL/M | 719 | https://www.safesave.info/MIC.php?id=Fajar-MotorList719 | 2023-10-26 14:57
EMO000009 | FP-01-CH1-COT-SPLY-P333 |  | MOTOR | Installed | SUPLY PUMP FMT 97/M | 720 | https://www.safesave.info/MIC.php?id=Fajar-MotorList720 | 2023-10-26 14:57
EMO000011 | FP-01-CH1-COT-SPLY-P335 |  | MOTOR;15KW;30A,4P,380V | Installed | SUPLY PUMP FILLER/M | 721 | https://www.safesave.info/MIC.php?id=Fajar-MotorList721 | 2023-10-26 14:57
EMO000189 | FP-01-CH1-COT-T215-P217 |  | MOTOR;7,5KW;16A;4P;380V | Installed | PM1.COT.T(LX)1/P(MN)2/M | 722 | https://www.safesave.info/MIC.php?id=Fajar-MotorList722 | 2023-10-26 14:57
EMO002805 | FP-01-CH1-COT-T217-P223 | 10010918 | AC MOTOR;380V,50HZ,11KW,4P | Installed | PM1.COT.T(CA)1/P1&P2/M | 723 | https://www.safesave.info/MIC.php?id=Fajar-MotorList723 | 2023-10-26 14:57
EMO002806 | FP-01-CH1-COT-T315-P222 |  | MOTOR;15KW;30A;4P;380V/B | Installed | PM1.COT.T(CACO3)/(FMT)/P2/M | 724 | https://www.safesave.info/MIC.php?id=Fajar-MotorList724 | 2023-10-26 14:57
EMO000010 | FP-01-CH1-COT-T219-A082 |  | MOTOR;7,5KW;16A | Installed | PM1.COT.T(CA)3/AGT/M | 725 | https://www.safesave.info/MIC.php?id=Fajar-MotorList725 | 2023-10-26 14:57
MGM000055 | FP-01-FN1-CUT-SC02 |  | GR.MOTOR;0.2KW,RNYM.02-1540-360,SUMITOMO | Installed | SIMPLEX 2.6/UNW 1 DS/GM2 | 726 | https://www.safesave.info/MIC.php?id=Fajar-MotorList726 | 2023-10-26 14:57
MGM000614 | FP-01-FN1-CUT-SC02 |  | GR.MOTOR;0.2KW,RNYM.02-1540-360,SUMITOMO | Installed | SIMPLEX 2.6/UNW 1 TS/GM2 | 727 | https://www.safesave.info/MIC.php?id=Fajar-MotorList727 | 2023-10-26 14:57
MGM000060 | FP-01-FN1-CUT-SC03 |  | DECULER ROLL 2/GM;0,75KW;2,1A | Installed | SIMPLEX 2.8/DECULER ROLL 2/GM | 728 | https://www.safesave.info/MIC.php?id=Fajar-MotorList728 | 2023-10-26 14:57
MGM000045 | FP-01-FN1-CUT-SC02 |  | GEAR MOTOR,RNYM.02-1540-B-360,0.2KW,380V | Installed | SIMPLEX 2.6/UNW 1 DS/GM2 | 729 | https://www.safesave.info/MIC.php?id=Fajar-MotorList729 | 2023-10-26 14:57
MGM000057 | FP-01-FN1-CUT-SC03 |  | FORMAT/GM1(SINCRONIZE);0,37KW;1,7A | Installed | SIMPLEX 2.8/FORMAT/GM1 | 730 | https://www.safesave.info/MIC.php?id=Fajar-MotorList730 | 2023-10-26 14:57
MGM000058 | FP-01-FN1-CUT-SC03 |  | FORMAT/GM2 (DIMENSION);0,37KW;1,7A | Installed | SIMPLEX 2.8/FORMAT/GM2 | 731 | https://www.safesave.info/MIC.php?id=Fajar-MotorList731 | 2023-10-26 14:57
MGM000059 | FP-01-FN1-CUT-SC03 |  | DECULER ROLL 1/GM | Installed | SIMPLEX 2.8/DECULER ROLL 1/GM | 732 | https://www.safesave.info/MIC.php?id=Fajar-MotorList732 | 2023-10-26 14:57
MGM000062 | FP-01-FN1-CUT-SC03 |  | GARPU LAY BOY/GM;1,5KW;3,65A | Installed | SIMPLEX 2.8/GARPU LAYBOY/GM | 733 | https://www.safesave.info/MIC.php?id=Fajar-MotorList733 | 2023-10-26 14:57
MGM000070 | FP-01-FN1-CUT-WRP1 |  | BELT CON 1/GM;0,55KW;1,65A | Installed | WRAPPING 1/BELT CON1/GM | 734 | https://www.safesave.info/MIC.php?id=Fajar-MotorList734 | 2023-10-26 14:57
MGM000071 | FP-01-FN1-CUT-WRP1 |  | CON 1/GM; | Installed | WRAPPING 1/CON1/GM | 735 | https://www.safesave.info/MIC.php?id=Fajar-MotorList735 | 2023-10-26 14:57
MGM000072 | FP-01-FN1-CUT-WRP1 |  | BELT CON 2/GM;0,55KW;1,85A | Installed | WRAPPING 1/BELT CON2/GM | 736 | https://www.safesave.info/MIC.php?id=Fajar-MotorList736 | 2023-10-26 14:57
MGM000074 | FP-01-FN1-CUT-WRP1 |  | BELT CON 3/GM;0,55KW;1,85A;4P;380V | Installed | WRAPPING 1/BELT CON3/GM | 737 | https://www.safesave.info/MIC.php?id=Fajar-MotorList737 | 2023-10-26 14:57
MGM000989 | FP-01-FN1-CUT-WRP1 |  | GR.MOTOR;0.55kW,i=2.68,K48-LA71ZMP4,SIEM | Installed | WRAPPING 1/BELT CON4/GM | 738 | https://www.safesave.info/MIC.php?id=Fajar-MotorList738 | 2023-10-26 14:57
MGM000076 | FP-01-FN1-CUT-WRP1 |  | BELT CON 5/GM;0,55KW;1,1A;4P;380V;V | Installed | WRAPPING 1/BELT CON5/GM | 739 | https://www.safesave.info/MIC.php?id=Fajar-MotorList739 | 2023-10-26 14:57
MGM000079 | FP-01-FN1-CUT-WRP1 |  | CON 4/GM;0,55KW;1,1A | Installed | WRAPPING 1/CON4/GM | 740 | https://www.safesave.info/MIC.php?id=Fajar-MotorList740 | 2023-10-26 14:57
MGM000081 | FP-01-FN1-CUT-WRP1 |  | PADDLE SHEET/GM2;0,15KW;0,72A | Installed | WRAPPING 1/PADDLE SHEET/GM2 | 741 | https://www.safesave.info/MIC.php?id=Fajar-MotorList741 | 2023-10-26 14:57
MGM000082 | FP-01-FN1-CUT-WRP1 |  | PENDORONG 1/GM;0,75KW;2A | Installed | WRAPPING 1/PUSHER 1/GM | 742 | https://www.safesave.info/MIC.php?id=Fajar-MotorList742 | 2023-10-26 14:57
MGM000083 | FP-01-FN1-CUT-WRP1 |  | PENDORONG 2/GM | Installed | WRAPPING 1/PUSHER 2/GM | 743 | https://www.safesave.info/MIC.php?id=Fajar-MotorList743 | 2023-10-26 14:57
MGM000084 | FP-01-FN1-CUT-WRP1 |  | MEJA SAMPUL/GM1;0,55KW;1,9A;4P;380V;V | Installed | WRAPPING 1/MEJA SAMPUL/GM1 | 744 | https://www.safesave.info/MIC.php?id=Fajar-MotorList744 | 2023-10-26 14:57
MGM000085 | FP-01-FN1-CUT-WRP1 |  | MEJA SAMPUL/GM2;0,12KW;0,41A;4P;380V;V | Installed | WRAPPING 1/MEJA SAMPUL/GM2 | 745 | https://www.safesave.info/MIC.php?id=Fajar-MotorList745 | 2023-10-26 14:57
MGM000087 | FP-01-FN1-CUT-WRP1 |  | CROSS CUTTER/GM;0,37KW;1,3A | Installed | WRAPPING 1/X-CUTTER/GM | 746 | https://www.safesave.info/MIC.php?id=Fajar-MotorList746 | 2023-10-26 14:57
EMO000327 | FP-01-PM1-WRS-FOR4 |  | MOTOR | Installed | PM1.F4.SW(O)2/M | 747 | https://www.safesave.info/MIC.php?id=Fajar-MotorList747 | 2023-10-26 14:57
EMO000331 | FP-01-PM1-WET-PRS2 |  | MOTOR | Installed | PM1.P2.SW(O)1/M | 748 | https://www.safesave.info/MIC.php?id=Fajar-MotorList748 | 2023-10-26 14:57
EMO000332 | FP-01-PM1-WET-PRS3 |  | MOTOR | Installed | PM1.P3.SW(O)1/M | 749 | https://www.safesave.info/MIC.php?id=Fajar-MotorList749 | 2023-10-26 14:57
EMO000330 | FP-01-PM1-WET-PRS1 |  | MOTOR;SYN,SS452LG5,208V,0.3A,14.4RPM | Installed | PM1.P1.SW(O)1/M | 750 | https://www.safesave.info/MIC.php?id=Fajar-MotorList750 | 2023-10-26 14:57
EMO002685 | FP-01-PM1-CAL-CAL1-TPR1 |  | Oscillating Doctor Calender 1 Motor | Installed | PM1.MC.R(TP)/DR/M | 751 | https://www.safesave.info/MIC.php?id=Fajar-MotorList751 | 2023-10-26 14:57
EMO002686 | FP-01-PM1-CAL-CAL2-TPR1 |  | Oscillating Doctor Calender 2 Motor (Top | Installed | PM1.HMC.R(TP)/DR/M | 752 | https://www.safesave.info/MIC.php?id=Fajar-MotorList752 | 2023-10-26 14:57
EMO002713 | FP-01-PM1-CAL-CAL2-SMR1 |  | Oscillating Doctor Calender 2 Motor (Bot | Installed | PM1.HMC.SMR/DR/M | 753 | https://www.safesave.info/MIC.php?id=Fajar-MotorList753 | 2023-10-26 14:57
EMO002772 | FP-01-PM1-REL-PPRL-CYL1 |  | Oscillating Doctor Pope Reel Motor | Installed | PM1.PPR.CYL/DR/M | 754 | https://www.safesave.info/MIC.php?id=Fajar-MotorList754 | 2023-10-26 14:57
EMO002795 | FP-01-PM1-WET-HP02-TCR2 |  | Motor Oscillating Shower Touch Roll 2 | Installed | PM1.HP2.TCR2.SW(O)/M | 755 | https://www.safesave.info/MIC.php?id=Fajar-MotorList755 | 2023-10-26 14:57
MGM000094 | FP-01-FN1-CUT-WRP2 |  | BELT CON 6/GM;0,37;1,12A | Installed | WRAPPING 2/BELT CON6/GM | 756 | https://www.safesave.info/MIC.php?id=Fajar-MotorList756 | 2023-10-26 14:57
MGM000096 | FP-01-FN1-CUT-WRP2 |  | PADDLE SHEET/GM2;0,15KW;0,72A | Installed | WRAPPING 2/PADDLE SHEET/GM2 | 757 | https://www.safesave.info/MIC.php?id=Fajar-MotorList757 | 2023-10-26 14:57
MGM000098 | FP-01-FN1-CUT-WRP2 |  | PENDORONG 2/GM;2,2KW;4,9A | Installed | WRAPPING 2/PUSHER 2/GM | 758 | https://www.safesave.info/MIC.php?id=Fajar-MotorList758 | 2023-10-26 14:57
MGM000100 | FP-01-FN1-CUT-WRP2 |  | TABLE/GM;0,37KW;1.1A | Installed | WRAPPING 2/TABLE/GM | 759 | https://www.safesave.info/MIC.php?id=Fajar-MotorList759 | 2023-10-26 14:58
EMO003773 | FP-01-FN1-CUT-SC05-6CN2-DP01 |  | MOTOR PLATFORM / 132MS1 | Installed | FN1.SC05.6CN2/DP01/GM/M | 760 | https://www.safesave.info/MIC.php?id=Fajar-MotorList760 | 2023-10-26 14:58
EMO003761 | FP-01-FN1-CUT-SC05-5CU1-MD01 |  | MOTOR MASTER DRIVE / 044MS1 | Installed | FN1.SC05.5CU1/MD01/M | 761 | https://www.safesave.info/MIC.php?id=Fajar-MotorList761 | 2023-10-26 14:58
EMO003718 | FP-01-FN1-CUT-HC02 |  | MOTOR BLOWER,VB-022-G,METAL,50HZ, 400V | Installed | MSN.HAND CUTTER 2/M | 762 | https://www.safesave.info/MIC.php?id=Fajar-MotorList762 | 2023-10-26 14:58
EMO003705 | FP-01-FN1-CUT-WRP3-FC01-LC01 |  | AC MOTOR;NISSEI | Installed | FN1.WRP3.FC01.LC01/LOAD1/GM/M | 763 | https://www.safesave.info/MIC.php?id=Fajar-MotorList763 | 2023-10-26 14:58
EMO003706 | FP-01-FN1-CUT-WRP3-FC01-LC02 |  | AC MOTOR;NISSEI | Installed | FN1.WRP3.FC01.LC02/LOAD2/GM/M | 764 | https://www.safesave.info/MIC.php?id=Fajar-MotorList764 | 2023-10-26 14:58
EMO003707 | FP-01-FN1-CUT-WRP3-SS01-SDC1 |  | AC MOTOR;NISSEI | Installed | FN1.WRP3.SS01/SKID-CONV/GM-M | 765 | https://www.safesave.info/MIC.php?id=Fajar-MotorList765 | 2023-10-26 14:58
EMO003708 | FP-01-FN1-CUT-WRP3-SS01-SDC2 |  | AC MOTOR;NISSEI | Installed | FN1.WRP3.SS01/SKID-CONV2/GM-M | 766 | https://www.safesave.info/MIC.php?id=Fajar-MotorList766 | 2023-10-26 14:58
EMO003709 | FP-01-FN1-CUT-WRP3-SS01-EP02 |  | AC MOTOR;NISSEI | Installed | FN1.WRP3.SS01/EMPTY-CONV1/GM/M | 767 | https://www.safesave.info/MIC.php?id=Fajar-MotorList767 | 2023-10-26 14:58
EMO003710 | FP-01-FN1-CUT-WRP3-SS01-EP03 |  | AC MOTOR;NISSEI | Installed | FN1.WRP3.SS01/EMPTY-CONV2/GM/M | 768 | https://www.safesave.info/MIC.php?id=Fajar-MotorList768 | 2023-10-26 14:58
EMO003689 | FP-01-FN1-CUT-WRP3-FC01-LF01 |  | AC MOTOR;LIFTER TRAVERSER | Installed | FN1.WRP3.LF01(F/R)/GM/M | 769 | https://www.safesave.info/MIC.php?id=Fajar-MotorList769 | 2023-10-26 14:58
EMO003582 | FP-01-FN1-CUT-WRP1 |  | AC MOTOR;380V,50HZ,0.25KW,2P | Installed | WRAPPING 1/CON2/M | 770 | https://www.safesave.info/MIC.php?id=Fajar-MotorList770 | 2023-10-26 14:58
EMO002637 | FP-01-FN1-CUT-WRP1 |  | Unstacker Motor | Installed | WRAPPING 1/UNSTAKER/M | 771 | https://www.safesave.info/MIC.php?id=Fajar-MotorList771 | 2023-10-26 14:58
EMO002638 | FP-01-FN1-CUT-SC04 |  | MOTOR | Installed | DUPLEX 3.6/HP4-04A/M | 772 | https://www.safesave.info/MIC.php?id=Fajar-MotorList772 | 2023-10-26 14:58
EMO003342 | FP-01-FN1-CUT-SC03 |  | Main Motor Blower Motor | Installed | SIMPLEX 2.8/MAIN M/BLW/M | 773 | https://www.safesave.info/MIC.php?id=Fajar-MotorList773 | 2023-10-26 14:58
EMO002526 | FP-01-FN1-CUT-RWD1 |  | Vacuum Blower Motor | Installed | FIN1.YUELI.VACUUM.BLW/M | 774 | https://www.safesave.info/MIC.php?id=Fajar-MotorList774 | 2023-10-26 14:58
EMO002506 | FP-01-FN1-CUT-WRP1 |  | MOTOR | Installed | WRAPPING 1/HP4-11/M | 775 | https://www.safesave.info/MIC.php?id=Fajar-MotorList775 | 2023-10-26 14:58
EMO002507 | FP-01-FN1-CUT-WRP1 |  | MOTOR1,1KW;2,55A | Installed | WRAPPING 1/HP4-12/M | 776 | https://www.safesave.info/MIC.php?id=Fajar-MotorList776 | 2023-10-26 14:58
EMO001357 | FP-01-FN1-CUT-WRP1 |  | AC MOTOR;380V,50Hz,0.55kW,4P,B5 | Installed | WRAPPING 1/CON3/GM/M | 777 | https://www.safesave.info/MIC.php?id=Fajar-MotorList777 | 2023-10-26 14:58
EMO000688 | FP-01-FN1-CUT-WRP2 |  | BLW TRIM/M | Installed | WRAPPING 2/BLW(TRIM)/M | 778 | https://www.safesave.info/MIC.php?id=Fajar-MotorList778 | 2023-10-26 14:58
EMO000689 | FP-01-FN1-CUT-WRP2 |  | OPERATOR TABLE/M;1,1KW;2,6A | Installed | WRAPPING 2/OPTR TABLE/M | 779 | https://www.safesave.info/MIC.php?id=Fajar-MotorList779 | 2023-10-26 14:58
EMO000678 | FP-01-FN1-CUT-SC04 |  | LAY BOY/M;4KW;8,7A | Installed | DUPLEX 3.6/LAYBOY/E | 780 | https://www.safesave.info/MIC.php?id=Fajar-MotorList780 | 2023-10-26 14:58
EMO000020 | FP-01-FN1-CUT-HC01 |  | MOTOR | Installed | MSN.HAND CUTTER 1/M | 781 | https://www.safesave.info/MIC.php?id=Fajar-MotorList781 | 2023-10-26 14:58
EMO000651 | FP-01-FN1-CUT-SC02 |  | BLW TRIM/M;11KW;1,13A | Installed | SIMPLEX 2.6/BLW(TRIM)/M | 782 | https://www.safesave.info/MIC.php?id=Fajar-MotorList782 | 2023-10-26 14:58
EMO000656 | FP-01-FN1-CUT-SC02 |  | LAY BOY/BLW 1/M;0,37KW;1,25A | Installed | SIMPLEX 2.6/LAYBOY/BLW1/M | 783 | https://www.safesave.info/MIC.php?id=Fajar-MotorList783 | 2023-10-26 14:58
EMO000690 | FP-01-FN1-CUT-WRPR |  | VAC BLW/M;3,7KW;8,1A | Installed | WRAPPING ROLL/VAC BLW/M | 784 | https://www.safesave.info/MIC.php?id=Fajar-MotorList784 | 2023-10-26 14:58
EMO002531 | FP-01-FN1-CUT-SC02 |  | Main Motor Blower Motor;1,1KW;2,55A | Installed | SIMPLEX 2.6/MAIN M/BLW/M | 785 | https://www.safesave.info/MIC.php?id=Fajar-MotorList785 | 2023-10-26 14:58
EMO002683 | FP-01-FN1-CUT-WRPR |  | Position Roll CyL TS Motor;0,2KW;0,55A | Installed | WRAPPING ROLL/POS.ROLL.C.TS/M | 786 | https://www.safesave.info/MIC.php?id=Fajar-MotorList786 | 2023-10-26 14:58
EMO002684 | FP-01-FN1-CUT-WRPR |  | Position Roll CyL DS Motor;0,2KW;0,55A | Installed | WRAPPING ROLL/POS.ROLL.C.DS/M | 787 | https://www.safesave.info/MIC.php?id=Fajar-MotorList787 | 2023-10-26 14:58
EMO003690 | FP-01-FN1-CUT-WRP3-FC01-STGE |  | AC MOTOR;FEEDING STAGE TRAVERSER | Installed | FN1.WRP3.STGE(F/R)/GM/M | 788 | https://www.safesave.info/MIC.php?id=Fajar-MotorList788 | 2023-10-26 14:58
MGM000034 | FP-01-FN1-CUT-CYK2 |  | STOPER TABLE/GM; | Installed | FIN1.CYKLOP 2.STOPER TABLE/GM | 789 | https://www.safesave.info/MIC.php?id=Fajar-MotorList789 | 2023-10-26 14:58
MGM000033 | FP-01-FN1-CUT-CYK2 |  | FILM TABLE/GM | Installed | FIN1.CYKLOP 2.FILM TABLE/GM | 790 | https://www.safesave.info/MIC.php?id=Fajar-MotorList790 | 2023-10-26 14:58
MGB000096 | FP-01-FN1-CUT-CYK2 |  | BOTTOM TABLE/GB | Installed | FIN1.CYKLOP 2.BOTT TABLE/GB | 791 | https://www.safesave.info/MIC.php?id=Fajar-MotorList791 | 2023-10-26 14:58
MGM000032 | FP-01-FN1-CUT-CYK1 |  | STOPER TABLE/GM | Installed | FIN1.CYKLOP 1.STOPER TABLE/GM | 792 | https://www.safesave.info/MIC.php?id=Fajar-MotorList792 | 2023-10-26 14:58
MGM000031 | FP-01-FN1-CUT-CYK1 |  | FILM TABLE/GM | Installed | FIN1.CYKLOP 1.FILM TABLE/GM | 793 | https://www.safesave.info/MIC.php?id=Fajar-MotorList793 | 2023-10-26 14:58
EMO005009 | FP-01-FN1-CUT-CYK1 |  | AC MOTOR;380V,50Hz,0.55kW,4P,80M | Installed | FIN1.CYKLOP 1.BOTT TABLE/GB/M | 794 | https://www.safesave.info/MIC.php?id=Fajar-MotorList794 | 2023-10-26 14:58
MGM000091 | FP-01-FN1-CUT-WRP2 |  | BELT CON 3/GM | Installed | WRAPPING 2/BELT CON3/GM | 795 | https://www.safesave.info/MIC.php?id=Fajar-MotorList795 | 2023-10-26 14:58
MGM000722 | FP-01-FN1-CUT-WRP2 |  | GR.MOTOR;0.55KW,i=17.2,MR3164PC | Installed | WRAPPING 2/BELT CON5/GM | 796 | https://www.safesave.info/MIC.php?id=Fajar-MotorList796 | 2023-10-26 14:58
MGM000092 | FP-01-FN1-CUT-WRP2 |  | BELT CON 4/GM;2,2KW;4,9A | Installed | WRAPPING 2/BELT CON4/GM | 797 | https://www.safesave.info/MIC.php?id=Fajar-MotorList797 | 2023-10-26 14:58
MGM000089 | FP-01-FN1-CUT-WRP2 |  | CON 1/GM;0,25KW;0,98A | Installed | WRAPPING 2/CON1/GM | 798 | https://www.safesave.info/MIC.php?id=Fajar-MotorList798 | 2023-10-26 14:58
MGM000350 | FP-01-FN1-CUT-WRP1 |  | GEARMOTOR | Installed | WRAPPING 1/ROLL SAMPUL/GM | 799 | https://www.safesave.info/MIC.php?id=Fajar-MotorList799 | 2023-10-26 14:58
MGM000086 | FP-01-FN1-CUT-WRP1 |  | TABLE/GM; | Installed | WRAPPING 1/TABLE/GM | 800 | https://www.safesave.info/MIC.php?id=Fajar-MotorList800 | 2023-10-26 14:58
EMO000686 | FP-01-FN1-CUT-WRP1 |  | AC MOTOR;380V,50Hz,0.37kW,2P,80M,B5 | Installed | WRAPPING 1/BLW(TRIM)/M | 801 | https://www.safesave.info/MIC.php?id=Fajar-MotorList801 | 2023-10-26 14:58
EMO004244 | FP-01-SP1-CLD-SR47 |  | AC MOTOR;380V,50Hz,45kW,8P,280M,B3 | Installed | SP1.CL.SR47/B1000/M | 802 | https://www.safesave.info/MIC.php?id=Fajar-MotorList802 | 2023-10-26 14:58
EMO005106 | FP-01-SP1-OCC-SR48 |  | AC MOTOR;380V,50Hz,90kW,4P,280M,V5 | Installed | SP1.OCC.SR48/TC(S)/M | 803 | https://www.safesave.info/MIC.php?id=Fajar-MotorList803 | 2023-10-26 14:58
EMO000684 | FP-01-FN1-CUT-SC04 |  | VIBRATOR/M | Installed | DUPLEX 3.6/VIB/M | 804 | https://www.safesave.info/MIC.php?id=Fajar-MotorList804 | 2023-10-26 14:58
MGM000056 | FP-01-FN1-CUT-SC02 |  | VIBRATOR/GM | Installed | SIMPLEX 2.6/VIB/GM | 805 | https://www.safesave.info/MIC.php?id=Fajar-MotorList805 | 2023-10-26 14:58
MGM000063 | FP-01-FN1-CUT-SC03 |  | VIBRATOR/GM;0,75KW;1,7A | Installed | SIMPLEX 2.8/VIB/GM | 806 | https://www.safesave.info/MIC.php?id=Fajar-MotorList806 | 2023-10-26 14:58
EMO003343 | FP-01-PM1-WET-HP02-FR03 |  | AC MOTOR,380V,50HZ,2.2KW,6P | Installed | PM1.HP2.FR3(S)/GB/M | 807 | https://www.safesave.info/MIC.php?id=Fajar-MotorList807 | 2023-10-26 14:58
EMO001368 | FP-01-SP1-MXW-PU05-P294 |  | AC MOTOR;380V,50HZ,15kW,4P | Installed | SP1.PUL5/HYP/P1/M | 808 | https://www.safesave.info/MIC.php?id=Fajar-MotorList808 | 2023-10-26 14:58
EMO000318 | FP-01-PM1-WET-HP01-CRR1 |  | DC MOTOR;440V,90kW,225A | Installed | PM1.HP1.CRR/GB/M | 809 | https://www.safesave.info/MIC.php?id=Fajar-MotorList809 | 2023-10-26 14:58
MFU000152 | FP-01-PM1-WRS-FU09 |  |  | Installed | PM1.TRIM CUTTER/FILTER | 810 | https://www.safesave.info/MIC.php?id=Fajar-MotorList810 | 2023-10-26 14:58
MGM000186 | FP-01-PM1-COT-FU05 |  | WORM WHELL&WORM SHAFTU/GEAR BOX SAF62R4 | Installed | PM1.COT.FIC2/GM | 811 | https://www.safesave.info/MIC.php?id=Fajar-MotorList811 | 2023-10-26 14:58
MGM000187 | FP-01-PM1-COT-FU04 |  | GEARMOTOR AT FILTER CELL#3 | Installed | PM1.COT.FIC3/GM | 812 | https://www.safesave.info/MIC.php?id=Fajar-MotorList812 | 2023-10-26 14:58
MGM000189 | FP-01-PM1-COT-FU06 |  | GEARMOTOR AT FILTER CELL#4 | Installed | PM1.COT.FIC4/GM | 813 | https://www.safesave.info/MIC.php?id=Fajar-MotorList813 | 2023-10-26 14:58
MGM000643 | FP-01-PM1-COT-FU03 |  | GEARMOTOR AT FILTER CELL#1 | Installed | PM1.COT.FIC1/GM | 814 | https://www.safesave.info/MIC.php?id=Fajar-MotorList814 | 2023-10-26 14:58
EMO003588 | FP-01-FN1-CUT-SC04 |  | MOTOR BOWER CROSS CUTTER | Installed | DUPLEX 3.6/X-CUTTER/BLW/M | 815 | https://www.safesave.info/MIC.php?id=Fajar-MotorList815 | 2023-10-26 14:58
EMO000087 | FP-01-SP1-UKP-T065-P086 |  | AC MOTOR;380V,50Hz,45kW,4P,225M,B3 | Installed | SP1.UK.C1/P1/M | 816 | https://www.safesave.info/MIC.php?id=Fajar-MotorList816 | 2023-10-26 14:58
EMO000361 | FP-01-SP1-BKP-T094-P123 |  | MOTOR AC;45KW;86A;4P;380V;B | Installed | SP1.BK.C1/P1/M | 817 | https://www.safesave.info/MIC.php?id=Fajar-MotorList817 | 2023-10-26 14:58
MGM000775 | FP-01-SP1-ONP-RJ03 |  | GR MOTOR;156.3,FAF97DV100M4,SEW | Installed | SP1.ONP.RJ03/SCREW/GM | 818 | https://www.safesave.info/MIC.php?id=Fajar-MotorList818 | 2023-10-26 14:58
MGM000885 | FP-01-SP1-MXW-PU05-RAGG |  | GR.MOTOR;0.75kW | Installed | SP1.PUL5/RAG/GM | 819 | https://www.safesave.info/MIC.php?id=Fajar-MotorList819 | 2023-10-26 14:59
EMO005000 | FP-01-SP1-OCC-T045-P058 |  | AC MOTOR;380V,50Hz,75kW,4P,280S,B3 | Installed | SP1.MW.C1/P1/M | 820 | https://www.safesave.info/MIC.php?id=Fajar-MotorList820 | 2023-10-26 14:59
EMO003965 | FP-01-SP1-MXW-T028-P390 |  | AC MOTOR;380V,50Hz,75kW,6P,315S,B3 | Installed | SP1.MW.C6/P2/M | 821 | https://www.safesave.info/MIC.php?id=Fajar-MotorList821 | 2023-10-26 14:59
EMO000165 | FP-01-PM1-COT-SR34 |  | AC MOTOR;380V,50HZ,1.5KW,4P | Installed | PM1.COT.VIS2/M | 822 | https://www.safesave.info/MIC.php?id=Fajar-MotorList822 | 2023-10-26 14:59
EMO002052 | FP-01-PM1-LUB-T266-P277 |  | AC MOTOR,380V,50Hz,1.5kW,4P,90L,B3 | Installed | PM1.LUB.T1/P1/M | 823 | https://www.safesave.info/MIC.php?id=Fajar-MotorList823 | 2023-10-26 14:59
EMO000237 | FP-01-PM1-LUB-T266-P278 |  | MOTOR | Installed | PM1.LUB.T1/P2/M | 824 | https://www.safesave.info/MIC.php?id=Fajar-MotorList824 | 2023-10-26 14:59
MGM001163 | FP-01-PM2-WWS-FU35 |  | GR.MOTOR;0.37kW,i=180.60,SAF67DRN80MK6/T | Installed | PM2.WWS(14)/FU/GM | 825 | https://www.safesave.info/MIC.php?id=Fajar-MotorList825 | 2023-10-26 14:59
EMO005411 | FP-01-PM2-WWS-T150-P154 |  | AC MOTOR;380V,50Hz,30kW,2P,200L,B3 | Installed | PM2.WWS(6)/P/M | 826 | https://www.safesave.info/MIC.php?id=Fajar-MotorList826 | 2023-10-26 14:59
EMO005412 | FP-01-PM2-WWS-T151-P155 |  | AC MOTOR;380V,50Hz,110kW,2P,315S,B3 | Installed | PM2.WWS(2)/P/M | 827 | https://www.safesave.info/MIC.php?id=Fajar-MotorList827 | 2023-10-26 14:59
EMO005413 | FP-01-PM2-WWS-T151-P156 |  | AC MOTOR;380V,50Hz,132kW,4P,315M,B3 | Installed | PM2.WWS(7)/P/M | 828 | https://www.safesave.info/MIC.php?id=Fajar-MotorList828 | 2023-10-26 14:59
EMO005414 | FP-01-PM2-WWS-T152-P157 |  | AC MOTOR;380V,50Hz,45kW,4P,225M,B3 | Installed | PM2.WWS(4)/P/M | 829 | https://www.safesave.info/MIC.php?id=Fajar-MotorList829 | 2023-10-26 14:59
EMO005415 | FP-01-PM2-WWS-T153-A095 |  | AC MOTOR;380V,50Hz,11kW,6P,160L,B3 | Installed | PM2.WWS(13)/AGT/M | 830 | https://www.safesave.info/MIC.php?id=Fajar-MotorList830 | 2023-10-26 14:59
EMO004233 | FP-01-PM2-WWS-T153-P158 |  | AC MOTOR;380V,50Hz,55kW,4P,250M,B3 | Installed | PM2.WWS(5)/P/M | 831 | https://www.safesave.info/MIC.php?id=Fajar-MotorList831 | 2023-10-26 14:59
EMO005416 | FP-01-PM2-WWS-T154-P159 |  | AC MOTOR;380V,50Hz,37kW,2P,200L,B3 | Installed | PM2.WWS(8)/P/M | 832 | https://www.safesave.info/MIC.php?id=Fajar-MotorList832 | 2023-10-26 14:59
EMO005417 | FP-01-PM2-WWS-T154-P160 |  | AC MOTOR;380V,50Hz,22kW,2P,200L,B3 | Installed | PM2.WWS(9)/P/M | 833 | https://www.safesave.info/MIC.php?id=Fajar-MotorList833 | 2023-10-26 14:59
MGM001158 | FP-01-PM2-WWS-TH09-CN03 |  | GR.MOTOR;11kW,i=14.45,KA87/TAM160DRN160M | Installed | PM2.WWS(12)/ REPULPER/GM | 834 | https://www.safesave.info/MIC.php?id=Fajar-MotorList834 | 2023-10-26 14:59
MGM001156 | FP-01-PM2-WWS-TH09-DV01 |  | GR.MOTOR;5.5kW,i=27.91,KF97 DRN132S4/TF/ | Installed | PM2.WWS(10)/DISC_FILTER/GM | 835 | https://www.safesave.info/MIC.php?id=Fajar-MotorList835 | 2023-10-26 14:59
MGM001157 | FP-01-PM2-WWS-TH09-SW01 |  | GR.MOTOR;1.5kW,i=115.82,K87DRN112M6/BE5H | Installed | PM2.WWS(11)/OSC(SW)/GM | 836 | https://www.safesave.info/MIC.php?id=Fajar-MotorList836 | 2023-10-26 14:59
EMO005410 | FP-01-SP2-OCC-T014-P153 |  | AC MOTOR;380V,50Hz,37kW,4P,225S,B3 | Installed | SP2.OC.C4/P4/WWS(3)/M | 837 | https://www.safesave.info/MIC.php?id=Fajar-MotorList837 | 2023-10-26 14:59
EMO005409 | FP-01-PM2-BRS-T101-P152 |  | AC MOTOR;380V,50Hz,90kW,4P,280M,B3 | Installed | PM2.BR.C8/P3/WWS(1)/M | 838 | https://www.safesave.info/MIC.php?id=Fajar-MotorList838 | 2023-10-26 14:59
MGM001162 | FP-01-PM1-WWS-FU33 |  | GR.MOTOR;0.25kW,i=158.12,SAF47DRN71MS4/T | Installed | PM1.WWS(13)/FU/GM | 839 | https://www.safesave.info/MIC.php?id=Fajar-MotorList839 | 2023-10-26 14:59
EMO005402 | FP-01-PM1-WWS-T367-P395 |  | AC MOTOR;380V,50Hz,22kW,2P,180M,B3 | Installed | PM1.WWS(6)/P/M | 840 | https://www.safesave.info/MIC.php?id=Fajar-MotorList840 | 2023-10-26 14:59
EMO005403 | FP-01-PM1-WWS-T368-P396 |  | AC MOTOR;380V,50Hz,90kW,2P,280M,B3 | Installed | PM1.WWS(2)/P/M | 841 | https://www.safesave.info/MIC.php?id=Fajar-MotorList841 | 2023-10-26 14:59
EMO005404 | FP-01-PM1-WWS-T368-P397 |  | AC MOTOR;380V,50Hz,110kW,4P,315S,B3 | Installed | PM1.WWS(7)/P/M | 842 | https://www.safesave.info/MIC.php?id=Fajar-MotorList842 | 2023-10-26 14:59
EMO005405 | FP-01-PM1-WWS-T369-P398 |  | AC MOTOR;380V,50Hz,37kW,4P,225S,B3 | Installed | PM1.WWS(4)/P/M | 843 | https://www.safesave.info/MIC.php?id=Fajar-MotorList843 | 2023-10-26 14:59
EMO005406 | FP-01-PM1-WWS-T370-A115 |  | AC MOTOR;380V,50Hz,11kW,6P,160L,B5 | Installed | PM1.WWS(12)/AGT/M | 844 | https://www.safesave.info/MIC.php?id=Fajar-MotorList844 | 2023-10-26 14:59
EMO005407 | FP-01-PM1-WWS-T370-P399 |  | AC MOTOR;380V,50Hz,55kW,4P,250M,B3 | Installed | PM1.WWS(5)/P/M | 845 | https://www.safesave.info/MIC.php?id=Fajar-MotorList845 | 2023-10-26 14:59
EMO005408 | FP-01-PM1-WWS-T371-P400 |  | AC MOTOR;380V,50Hz,11kW,2P,160M,B3 | Installed | PM1.WWS(8)/P/M | 846 | https://www.safesave.info/MIC.php?id=Fajar-MotorList846 | 2023-10-26 14:59
MGM001155 | FP-01-PM1-WWS-TH25-CN11 |  | GR.MOTOR;11kW,i=14.45,KA87/TAM160DRN160M | Installed | PM1.WWS(11)/REPULPER/GM | 847 | https://www.safesave.info/MIC.php?id=Fajar-MotorList847 | 2023-10-26 14:59
MGM001153 | FP-01-PM1-WWS-TH25-DV01 |  | GR.MOTOR;5.5kW,i=27.91,KF97 DRN132S4/TF/ | Installed | PM1.WWS(9)/DISC_FILTER/GM | 848 | https://www.safesave.info/MIC.php?id=Fajar-MotorList848 | 2023-10-26 14:59
MGM001154 | FP-01-PM1-WWS-TH25-SW01 |  | GR.MOTOR;1.5kW,i=115.82,K87DRN112M6/BE5H | Installed | PM1.WWS(10)/OSC(SW)/GM | 849 | https://www.safesave.info/MIC.php?id=Fajar-MotorList849 | 2023-10-26 14:59
EMO005401 | FP-01-SP1-MXW-T057-P394 |  | AC MOTOR;380V,50Hz,37kW,4P,225S,B3 | Installed | SP1.MW.C5/P2/WWS(3)/M | 850 | https://www.safesave.info/MIC.php?id=Fajar-MotorList850 | 2023-10-26 14:59
EMO005400 | FP-01-PM1-BRS-T191-P393 |  | AC MOTOR;380V,50Hz,75kW,4P,280S,B3 | Installed | PM1.BR.C6/P3/WWS(1)/M | 851 | https://www.safesave.info/MIC.php?id=Fajar-MotorList851 | 2023-10-26 14:59
MGM001214 | FP-01-PM1-DRY-GRP1-DC01 |  | GR.MOTOR;i=118,RF47DRN71M4/AL,SEW | Installed | PM1.G1.DYC1/DR/GM | 852 | https://www.safesave.info/MIC.php?id=Fajar-MotorList852 | 2023-10-26 14:59
MGM001215 | FP-01-PM1-DRY-GRP1-DC03 |  | GR.MOTOR;i=118,RF47DRN71M4/AL,SEW | Installed | PM1.G1.DYC3/DR/GM | 853 | https://www.safesave.info/MIC.php?id=Fajar-MotorList853 | 2023-10-26 14:59
MGM001216 | FP-01-PM1-DRY-GRP1-DC05 |  | GR.MOTOR;i=118,RF47DRN71M4/AL,SEW | Installed | PM1.G1.DYC5/DR/GM | 854 | https://www.safesave.info/MIC.php?id=Fajar-MotorList854 | 2023-10-26 14:59
MGM001217 | FP-01-PM1-DRY-GRP1-DC07 |  | GR.MOTOR;i=118,RF47DRN71M4/AL,SEW | Installed | PM1.G1.DYC7/DR/GB | 855 | https://www.safesave.info/MIC.php?id=Fajar-MotorList855 | 2023-10-26 14:59
EMO005571 | FP-01-PM1-MCL-BL42 | 10041961 | AC MOTOR;380V,50Hz,37kW,2P,200L,V1 | Installed | PM1.MCL/VF1/M | 856 | https://www.safesave.info/MIC.php?id=Fajar-MotorList856 | 2023-10-26 14:59
EMO005572 | FP-01-PM1-MCL-BL43 | 10041961 | AC MOTOR;380V,50Hz,37kW,2P,200L,V1 | Installed | PM1.MCL/VF2/M | 857 | https://www.safesave.info/MIC.php?id=Fajar-MotorList857 | 2023-10-26 14:59
EMO005573 | FP-01-PM1-MCL-BL44 | 10041961 | AC MOTOR;380V,50Hz,37kW,2P,200L,V1 | Installed | PM1.MCL/VF3/M | 858 | https://www.safesave.info/MIC.php?id=Fajar-MotorList858 | 2023-10-26 14:59
EMO005574 | FP-01-PM1-MCL-BL45 | 10041961 | AC MOTOR;380V,50Hz,37kW,2P,200L,V1 | Installed | PM1.MCL/VF4/M | 859 | https://www.safesave.info/MIC.php?id=Fajar-MotorList859 | 2023-10-26 14:59
EMO005559 | FP-01-PM1-MCL-P420 |  | AC MOTOR;380V,50Hz,37kW,4P,225S,B3 | Installed | PM1.RO/CLW/MCL/HP-P/M | 860 | https://www.safesave.info/MIC.php?id=Fajar-MotorList860 | 2023-10-26 14:59
EMO005112 | FP-01-SP2-OCC-T243-P243 |  | AC MOTOR;3000V,50Hz,250kW,4P,355M,B3 | Installed | SP2.4103P1/M | 1001 | 1001 | 2023-10-26 14:59
EMO005109 | FP-01-SP2-OCC-T125-P148 |  | AC MOTOR;380V,50Hz,37kW,4P,225S,B3 | Installed | SP2.OCC.T125.P148/P/M | 1002 | 1002 | 2023-10-26 14:59
EMO005108 | FP-01-SP2-OCC-T125-P147 |  | AC MOTOR;380V,50Hz,37kW,4P,225S,B3 | Installed | SP2.OCC.T125.P147/P/M | 1003 | 1003 | 2023-10-26 14:59
EMO005111 | FP-01-SP2-OCC-SR24 | 10036932 | AC MOTOR;380V,50Hz,90kW,4P,280M,V5 | Installed | SP2.OCC.SR24/TC(S)/M | 1004 | 1004 | 2023-10-26 14:59
EMO005110 | FP-01-SP2-OCC-SR23 | 10036932 | AC MOTOR;380V,50Hz,90kW,4P,280M,V5 | Installed | SP2.OCC.SR23/TC(S)/M | 1005 | 1005 | 2023-10-26 14:59
EMO005097 | FP-01-SP2-OCC-DP01-PP16 |  | AC MOTOR;380V,50Hz,110kW,6P,315L,B3 | Installed | SP2 DP PP16/M | 1006 | 1006 | 2023-10-26 14:59
EMO005096 | FP-01-SP2-OCC-DP01-PP15 |  | AC MOTOR;380V,50Hz,110kW,6P,315L,B3 | Installed | SP2 DP PP15/M | 1007 | 1007 | 2023-10-26 14:59
EMO005093 | FP-01-SP2-OCC-DP01-OU11 |  | AC MOTOR;380V,50Hz,3kW,4P,100L,B5 | Installed | SP2 DP OU11/P/M | 1008 | 1008 | 2023-10-26 14:59
EMO005092 | FP-01-SP2-OCC-DP01-MD01 | 10035583 | AC MOTOR;3000V,50Hz,900kW,4P,400L,B3 | Installed | SP2 DP MD01/M | 1009 | 1009 | 2023-10-26 14:59
EMO005101 | FP-01-SP2-OCC-DP01-LRC1-HD10 |  | AC MOTOR;380V,50Hz,1.5kW,4P,90L,V1 | Installed | SP2.LRC1/HD10/HYD COMPACTOR/M | 1010 | 1010 | 2023-10-26 14:59
EMO005100 | FP-01-SP2-OCC-DP01-LRC1 | 10035729 | AC MOTOR;380V,50Hz,55kW,4P,250M,B3 | Installed | SP2.DP1.LRC1/COMPACTOR/M | 1011 | 1011 | 2023-10-26 14:59
MGM000944 | FP-01-SP2-OCC-DP01-CN16 | 10034854 | GR.MOTOR;22kW,i=57.63,D169-LES180ZLJ4E,F | Installed | SP2.DP.CN16/RJC3/GM | 1012 | 1012 | 2023-10-26 14:59
MGM000947 | FP-01-SP2-OCC-DP01-CN15 | 10034854 | GR.MOTOR;22kW,i=57.63,D169-LES180ZLJ4E,F | Installed | SP2.DP.CN15/RJC2/GM | 1013 | 1013 | 2023-10-26 14:59
MGM000949 | FP-01-SP2-OCC-DP01-CN14 | 10034853 | GR.MOTOR;11kW,i=56.64,Z149-LE160MF4E,FLE | Installed | SP2.DP.CN14/RJC1/GM | 1014 | 1014 | 2023-10-26 14:59
MGB001042 | FP-01-SP2-OCC-DP01-CN13 |  | GR.BOX;i=199.022,B4 DH 09 B,FLENDER | Installed | SP2.DP.CN13/BALE FC2/GB | 1015 | 1015 | 2023-10-26 14:59
EMO004379 | FP-01-SP2-OCC-DP01-CN12 |  | AC MOTOR;380V,50Hz,0.08kW,4P | Installed | SP2.DP.CN12/BALE FC1/M(BLW) | 1016 | 1016 | 2023-10-26 14:59
MGB001041 | FP-01-SP2-OCC-DP01-CN12 |  | GR.BOX;i=201.26,B4 DH 08 B,FLENDER | Installed | SP2.DP.CN12/BALE FC1/GB | 1017 | 1017 | 2023-10-26 14:59
EMO005095 | FP-01-SP2-OCC-DP01-AP12 |  | AC MOTOR;380V,50Hz,22kW,6P,200L,B3 | Installed | SP2.4102R3/AGT/M | 1018 | 1018 | 2023-10-26 14:59
EMO005094 | FP-01-SP2-OCC-DP01-AP11 |  | AC MOTOR;380V,50Hz,22kW,6P,200L,B3 | Installed | SP2.4102R2/AGT/M | 1019 | 1019 | 2023-10-26 14:59
EMO000964 | FP-01-SP2-OCC-TH03 | 10010564 | AC MOTOR;380V,50Hz,45kW,4P,225M,B3 | Installed | SP2.OC.THK2(LF)/M | 1020 | 1020 | 2023-10-26 15:00
EMO003565 | FP-01-SP2-OCC-TH03 | 10011046 | AC MOTOR,380V,50HZ,1.5KW,4P | Installed | SP2.OCC.TH03.LUB(GB)/M | 1021 | 1021 | 2023-10-26 15:00
MGM000416 | FP-01-SP2-OCC-TH03 |  | GEARMOTOR,4KW,8.9A,4P,380V,V | Installed | SP2.OC.THK(LF2)(SCREW)/GM | 1022 | 1022 | 2023-10-26 15:00
MGM000125 | FP-01-SP2-OCC-TH03 |  | GEARMOTOR;0.37KW;1.15A;4P;380V;V | Installed | SP2.OC.THK2(LF)/SW/GM | 1023 | 1023 | 2023-10-26 15:00
EMO004276 | FP-01-SP2-OCC-TH01-BL02 | 10010910 | AC MOTOR;380V,50Hz,1.5kW,2P,90L,B3 | Installed | SP2.OC.THK1(LF)/BLW2/M | 1024 | 1024 | 2023-10-26 15:00
EMO002922 | FP-01-SP2-OCC-TH01-BL01 | 10010909 | AC MOTOR;380V,50Hz,1.5kW,2P,90S,B3 | Installed | SP2.OC.THK1(LF)/BLW1/M | 1025 | 1025 | 2023-10-26 15:00
EMO002181 | FP-01-SP2-OCC-TH01 |  | MOTOR AC STROMBERG 11KW;21,5A;4P;380V;V | Installed | SP2.OC.THK1(LF)/GB/M | 1026 | 1026 | 2023-10-26 15:00
EMO000548 | FP-01-SP2-OCC-T018-P029 | 10010615 | AC MOTORABB;380V,50Hz,37kW,4P,225S,B3 | Installed | SP2.OC.C1A/P1/M | 1028 | 1028 | 2023-10-26 15:00
EMO000425 | FP-01-SP2-OCC-T016-VP01 | 10010923 | AC MOTOR;ABB380V,50Hz,7.5kW,4P,132M,B3 | Installed | SP2.OC.VS1/P1/M | 1029 | 1029 | 2023-10-26 15:00
EMO003672 | FP-01-SP2-OCC-T014-P022 | 10020901 | AC MOTOR;ABB380V,50Hz,45kW,4P,225M,B3 | Installed | SP2.OC.C4/P1/M | 1030 | 1030 | 2023-10-26 15:00
EMO003119 | FP-01-SP2-OCC-T014-A007 | 10010764 | AC MOTOR;380V,50Hz,37kW,6P | Installed | SP2.OC.C4/AGT2/M | 1031 | 1031 | 2023-10-26 15:00
EMO002173 | FP-01-SP2-OCC-T014-A006 | 10010850 | AC MOTOR;380V,55kW,6P,280M,380V;B3 | Installed | SP2.OC.C4/AGT1/M | 1032 | 1032 | 2023-10-26 15:00
EMO002171 | FP-01-SP2-OCC-T013-A005 |  | MOTOR ACTECO;30KW;61,5A;6P;380V;B | Installed | SP2.OC.C8/AGT/M | 1033 | 1033 | 2023-10-26 15:00
EMO002170 | FP-01-SP2-OCC-T012-P020 |  | MOTOR AC;TECO45KW;93A;4P;380V;B | Installed | SP2.OC.C7/P1/M | 1034 | 1034 | 2023-10-26 15:00
EMO002168 | FP-01-SP2-OCC-T011-P019 |  | MOTOR ACTECO.AEEB ;37KW;72,7A;4P;380V;B | Installed | SP2.OC.C2/P2/M | 1035 | 1035 | 2023-10-26 15:00
EMO002112 | FP-01-SP2-OCC-T011-P018 | 10020901 | AC MOTOR;ABB380V,50HZ,45KW,4P,B | Installed | SP2.OC.C2/P1/M | 1036 | 1036 | 2023-10-26 15:00
EMO000069 | FP-01-SP2-OCC-T008-P015 | 10010924 | MOTOR,AC,Y2160L4,HUADA,15KW,29.9A,4P380V | Installed | SP2.OC.T3/P1/M | 1037 | 1037 | 2023-10-26 15:00
EMO000028 | FP-01-SP2-OCC-T007-P014 |  | MOTOR AC;75KW;137A;4P;380V;B | Installed | SP2.OC.T2/P2/M | 1038 | 1038 | 2023-10-26 15:00
EMO002162 | FP-01-SP2-OCC-T006-P013 |  | MOTOR ACABB;200KW;366A;4P;380V;B | Installed | SP2.OC.T6/P1/M | 1039 | 1039 | 2023-10-26 15:00
EMO002161 | FP-01-SP2-OCC-T006-P012 |  | MOTOR AC CGE ;55KW;105A;4P;380V;B | Installed | SP2.OC.T6/P2/M | 1040 | 1040 | 2023-10-26 15:00
EMO004982 | FP-01-SP2-OCC-T006-P011 | 10010560 | AC MOTOR;ABB380V,50Hz,30kW,4P,200L,B3 | Installed | SP2.OC.C6/P3/M | 1041 | 1041 | 2023-10-26 15:00
EMO002159 | FP-01-SP2-OCC-T006-P010 | 10010907 | MOTOR,AC,M2BA315,ABB,200KW,366A,4P,380V | Installed | SP2.OC.C6/P2/M | 1042 | 1042 | 2023-10-26 15:00
EMO003145 | FP-01-SP2-OCC-T006-P009 | 10010559 | MOTOR;ABB200KW,370A,4P,380V | Installed | SP2.OC.C6/P1/M | 1043 | 1043 | 2023-10-26 15:00
EMO002156 | FP-01-SP2-OCC-T005-A003 |  | MOTOR AC;TECO22KW;44,3A;4P;380V;B | Installed | SP2.ND.C3/AGT/GB/M | 1044 | 1044 | 2023-10-26 15:00
EMO002927 | FP-01-SP2-OCC-T004-P007 | 10011063 | AC MOTORTECO;380V,50Hz,45kW,4P,200L,B | Installed | SP2.OC.T7/P1/M | 1045 | 1045 | 2023-10-26 15:00
EMO002153 | FP-01-SP2-OCC-T003-A002 | 10020925 | AC MOTORTECO;380V,50Hz,30kW,6P,225M,V5 | Installed | SP2.OC.C5/AGT/M | 1046 | 1046 | 2023-10-26 15:00
EMO003871 | FP-01-SP2-OCC-T002-P005 | 10028745 | AC MOTOR;380V,50HZ,30KW,4P,B | Installed | SP2.OC.T1/P1/M | 1047 | 1047 | 2023-10-26 15:00
EMO002163 | FP-01-SP2-OCC-T001-P004 | 10010927 | MOTOR AC;ABB75KW;145A;4P;380V;B | Installed | SP2.OC.C1/P2/M | 1048 | 1048 | 2023-10-26 15:00
EMO000708 | FP-01-SP2-OCC-T001-P003 | 10010624 | AC MOTOR;ABB380V,50Hz,90kW,4P,280M,B3 | Installed | SP2.OC.C1/P1/M | 1049 | 1049 | 2023-10-26 15:00
EMO002917 | FP-01-SP2-OCC-SR22 | 10011050 | AC MOTOR;380V,50Hz,110kW,6P,315M,B3 | Installed | SP2.OC.RJ-SR/M | 1050 | 1050 | 2023-10-26 15:00
EMO003636 | FP-01-SP2-OCC-SR21 | 10027434 | AC MOTOR;380V,50Hz,55kW,6P,280M,V5 | Installed | SP2.OCC.PS(F)FL/M | 1051 | 1051 | 2023-10-26 15:00
EMO004264 | FP-01-SP2-OCC-SR06 | 10027435 | AC MOTOR;MARATHON 380V,55kW,8P,315S,B3 | Installed | SP2.OC.PS(F)2/M | 1052 | 1052 | 2023-10-26 15:00
EMO002652 | FP-01-SP2-OCC-SR05 | 10010526 | AC MOTOR;380V,50HZ,110KW,6P,B | Installed | SP2.OC.PS(F)1/M | 1053 | 1053 | 2023-10-26 15:00
EMO002145 | FP-01-SP2-OCC-SR04 |  | MOTOR AC TECO AEEB;150HP;223A;8P;380V;B | Installed | SP2.OC.FRAC/M | 1054 | 1054 | 2023-10-26 15:00
EMO003791 | FP-01-SP2-OCC-SR03 | 10011120 | AC MOTOR;WUXI HUADA380V,90kW,8P,315L,B3 | Installed | SP2.OC.ADS3/M | 1055 | 1055 | 2023-10-26 15:00
EMO003790 | FP-01-SP2-OCC-SR02 | 10011120 | AC MOTOR;WUXI HUADA380V,90kW,8P,315L,B3 | Installed | SP2.OC.ADS2/M | 1056 | 1056 | 2023-10-26 15:00
EMO004261 | FP-01-SP2-OCC-SR01 | 10029311 | AC MOTOR MARATHON;380V,132kW,8P,355M,B3 | Installed | SP2.OC.ADS1/M | 1057 | 1057 | 2023-10-26 15:00
EMO002137 | FP-01-SP2-OCC-RJ01 | 10010665 | MOTOR ACTECO;55KW 105A;4P;380V;B | Installed | SP2.OC.RJS1/M1 | 1058 | 1058 | 2023-10-26 15:00
EMO003793 | FP-01-SP2-OCC-PU01-RAGG | 10011009 | AC MOTOR;380V,50Hz,4kW,4P,112M,B5 | Installed | SP2.OCC.PU01.RAGG/M | 1059 | 1059 | 2023-10-26 15:00
EMO001424 | FP-01-SP2-OCC-PU01-P136 | 10022162 | AC MOTOR ASGEN;380V,50Hz,37kW,4P,225S,B3 | Installed | SP2.OC.PUL1/P3/M | 1060 | 1060 | 2023-10-26 15:00
EMO001741 | FP-01-SP2-OCC-PU01-P002 | 10020901 | AC MOTOR;380V,50Hz,45kW,4P,225M,B3 | Installed | SP2.PUL1/P2/M | 1061 | 1061 | 2023-10-26 15:00
EMO002134 | FP-01-SP2-OCC-PU01-P001 |  | MOTOR,AC,225S,ASGEN,45KW,84A,6P,380V | Installed | SP2.PUL1/P1/M | 1062 | 1062 | 2023-10-26 15:00
EMO003792 | FP-01-SP2-OCC-PU01-OU01 | 10027630 | AC MOTOR;TOSHIBA 380V,2.2kW,6P,112M,B3 | Installed | SP2.PUL1/GB/OU/P/M | 1063 | 1063 | 2023-10-26 15:00
EMO003747 | FP-01-SP2-OCC-PU01-DRSR | 10010718 | AC MOTOR;380V,50Hz,7.5Kw,4P | Installed | SP2.PUL1.DRS 1/M | 1064 | 1064 | 2023-10-26 15:00
EMO003748 | FP-01-SP2-OCC-PU01-DRSR | 10010718 | AC MOTORTECO;380V,50Hz,7.5Kw,4P | Installed | SP2.PUL1.DRS 2/M | 1065 | 1065 | 2023-10-26 15:00
MGM000405 | FP-01-SP2-OCC-PU01-DRSR |  | AC MOTOR,380V,3P,50HZ,0.4KW,4P,VERTICAL | Installed | SP2.PUL1/DRS/SW(O)/GM | 1066 | 1066 | 2023-10-26 15:00
EMO003851 | FP-01-SP2-OCC-PU01-CRN6 |  | AC MOTOHITACHI;380V,50Hz,0.30kW,4P | Installed | SP2.OCC.PU01.CRN6/RGR | 1067 | 1067 | 2023-10-26 15:00
EMO003789 | FP-01-SP2-OCC-PU01 | 10011066 | AC MOTOR;TECO 3000V,600kW,6P,450C,B3 | Installed | SP2.PUL1/GB/M | 1068 | 1068 | 2023-10-26 15:00
EMO004943 | FP-01-SP2-OCC-PAL1-P137 | 10029262 | AC MOTOR;380V,50Hz,18.5kW,4P,180M,B3 | Installed | SP2.OC.PAL1/P1/M | 1069 | 1069 | 2023-10-26 15:00
EMO004265 | FP-01-SP2-OCC-PAL1 |  | AC MOTOR;MARATHON 380V,75kW,6P,315S,B3 | Installed | SP2.OCC.PAL1/PL-SORTER/M | 1070 | 1070 | 2023-10-26 15:00
EMO002131 | FP-01-SP2-OCC-CN01 |  | MOTOR AC;11KW;22A;4P;380V;B | Installed | SP2.CON1/GB/M | 1071 | 1071 | 2023-10-26 15:00
EMO002182 | FP-01-SP2-NDL-TH06 | 10020815 | AC MOTOR;380V,50Hz,7.5kW,4P,132S,V1 | Installed | SP2.ND.THK(SF)1/GB/M | 1072 | 1072 | 2023-10-26 15:00
MGM000120 | FP-01-SP2-NDL-TH06 |  | AC MOTOR,380V,3P,50HZ,0.37KW,4P,VERTICAL | Installed | SP2.ND.THK(SF)1/SW/GM | 1073 | 1073 | 2023-10-26 15:00
EMO001752 | FP-01-SP2-NDL-TH05 | 10010929 | AC MOTOR;380V,50HZ,7.5KW,15.2A,4P | Installed | SP2.ND.THK(LF)2/GB/M | 1074 | 1074 | 2023-10-26 15:00
MGM000356 | FP-01-SP2-NDL-TH05 | 10011034 | MOTORAC,IC-F,SUMITOMO,0.75KW,1.5A,4P380V | Installed | SP2.ND.THK(LF)2/SW/GM | 1075 | 1075 | 2023-10-26 15:00
EMO000428 | FP-01-SP2-NDL-TH04 | 10010719 | AC MOTOR;380V,50HZ,7.5KW,4P,16A,V | Installed | SP2.ND.THK(LF)1/GB/M | 1076 | 1076 | 2023-10-26 15:00
EMO003065 | FP-01-SP2-NDL-TH04 | 10011034 | MOTOR,SUMITOMO,0.75KW,1.5A,4P | Installed | SP2.ND.THK(LF)1/SW/GM | 1077 | 1077 | 2023-10-26 15:00
EMO000813 | FP-01-SP2-NDL-T036-P058 | 10010920 | AC MOTOR;380V,50Hz,37kW,4P,225S,B3 | Installed | SP2.ND.C1B/P1/M | 1078 | 1078 | 2023-10-26 15:00
EMO003107 | FP-01-SP2-NDL-T036-A008 |  | MOTOR AC;15KW;31,9A;6P;380V;B | Installed | SP2.ND.C1B/AGT/M | 1079 | 1079 | 2023-10-26 15:00
EMO000753 | FP-01-SP2-NDL-T034-P050 | 10020901 | AC MOTOR;380V,50HZ,45KW,4P,B | Installed | SP2.ND.C9/P1/M | 1080 | 1080 | 2023-10-26 15:00
EMO000943 | FP-01-SP2-NDL-T033-P049 | 10010920 | AC MOTOR;ABB380V,50Hz,37kW,4P,225S,B3 | Installed | SP2.ND.C8/P1/M | 1081 | 1081 | 2023-10-26 15:01
EMO002115 | FP-01-SP2-NDL-T033-A016 |  | MOTOR AC;55KW;108A;6P;380V;B | Installed | SP2.ND.C8/AGT/M | 1082 | 1082 | 2023-10-26 15:01
EMO000483 | FP-01-SP2-NDL-T032-P048 | 10010920 | AC MOTOR;380V,50Hz,37kW,4P,225S,B3 | Installed | SP2.ND.C7/P2/M | 1083 | 1083 | 2023-10-26 15:01
EMO000422 | FP-01-SP2-NDL-T032-A015 | 10020927 | AC MOTOR;380V,50Hz,22kW,6P,200L,B3 | Installed | SP2.ND.C7/AGT/M | 1084 | 1084 | 2023-10-26 15:01
EMO002110 | FP-01-SP2-NDL-T030-P046 |  | MOTOR AC;30KW;58A;4P;380V;B | Installed | SP2.ND.C6/P2/M | 1085 | 1085 | 2023-10-26 15:01
EMO002018 | FP-01-SP2-NDL-T030-P045 | 10011059 | AC MOTOR;380V,50HZ,37KW,4P,B | Installed | SP2.ND.C6/P1/M | 1086 | 1086 | 2023-10-26 15:01
EMO001993 | FP-01-SP2-NDL-T029-P044 | 10020901 | AC MOTOR;380V,50Hz,45kW,4P,225S,B3 | Installed | SP2.ND.C4/P1/M | 1087 | 1087 | 2023-10-26 15:01
EMO000572 | FP-01-SP2-NDL-T029-A012 | 10020927 | AC MOTOR;380V,50Hz,22kW,6P,200L,B3 | Installed | SP2.ND.C4/AGT1/M | 1089 | 1089 | 2023-10-26 15:01
EMO000539 | FP-01-SP2-NDL-T028-P042 | 10010895 | AC MOTOR;380V,50Hz,30KW,4P,200M,B3 | Installed | SP1.MW.T5A/P1/M | 1091 | 1091 | 2023-10-26 15:01
EMO003665 | FP-01-SP2-NDL-T026-P039 | 10010665 | AC MOTOR;380V,50Hz,55kW,4P,250S,B3 | Installed | SP2.ND.C3/P3/M | 1092 | 1092 | 2023-10-26 15:01
EMO002175 | FP-01-SP2-NDL-T026-P037 | 10020901 | AC MOTOR;380V,50HZ,45KW,4P,B | Installed | SP2.ND.C3/P1/M | 1093 | 1093 | 2023-10-26 15:01
EMO002096 | FP-01-SP2-NDL-T023-P034 |  | MOTOR AC;45KW;93A;4P;380V;B | Installed | SP2.ND.T3/P1/M | 1094 | 1094 | 2023-10-26 15:01
EMO000374 | FP-01-SP2-NDL-T022-P033 | 10020913 | MOTOR AC;22KW;48A;4P;380V;B | Installed | SP2.ND.T2A/P1/M | 1095 | 1095 | 2023-10-26 15:01
EMO002006 | FP-01-SP2-NDL-T019-A010 | 10020913 | AC MOTOR;380V,50Hz,22kW,4P,180L,B3 | Installed | SP2.OC.C1/AGT/GB/M | 1098 | 1098 | 2023-10-26 15:01
EMO003637 | FP-01-SP2-NDL-SR13 | 10027435 | AC MOTOR ABB M2BA ;380V,55kW,8P,315S,B3 | Installed | SP2.ND.PS(F)2/M | 1099 | 1099 | 2023-10-26 15:01
EMO000664 | FP-01-SP2-NDL-SR12 | 10010623 | MOTOR;75KW,140A,4P,380V | Installed | SP2.ND.PS(F)1/M | 1100 | 1100 | 2023-10-26 15:01
EMO003898 | FP-01-SP2-NDL-SR11 | 10031810 | AC MOTOR;380V,50Hz,160kW,8P,355M,B3 | Installed | SP2.ND.SR11/M | 1101 | 1101 | 2023-10-26 15:01
MGM000697 | FP-01-PM2-DRY-GRP1-DC03 | 10008608 | GR.MOTOR;0.40KW,i=200,GLS-32,TUNG LEE | Installed | PM2.G1.DYC3/DR/GM | 1102 | 1102 | 2023-10-26 15:01
EMO003633 | FP-01-SP2-NDL-SR08 | 10011118 | AC MOTOR;380V,50Hz,75kW,8P,315M,B3 | Installed | SP2.ND.PS(C)1/M | 1103 | 1103 | 2023-10-26 15:01
EMO001220 | FP-01-SP2-NDL-RF03 | 10026497 | AC MOTOR;3000V,50Hz,500kW,4P,B | Installed | SP2.NDL.RF03/JILHA/M | 1104 | 1104 | 2023-10-26 15:01
EMO002078 | FP-01-SP2-NDL-RF02 |  | MOTOR AC;400KW;86A;4P;3000V;B | Installed | SP2.ND.CNR1/GB/M | 1105 | 1105 | 2023-10-26 15:01
EMO003610 | FP-01-SP2-NDL-RF02 |  | MOTOR,380V,0.0025-01KW,0.4/1.6A,2/8P | Installed | SP2.ND.RF02(KN)/M | 1106 | 1106 | 2023-10-26 15:01
EMO003808 | FP-01-SP2-NDL-RF02 |  | AC MOTOR;380V,50Hz,0.75kW,4P,80L,B3 | Installed | SP2-NDL-RF02/P(OL)/M | 1107 | 1107 | 2023-10-26 15:01
EMO000385 | FP-01-SP2-NDL-RF01 |  | AC MOTOR;3000V,50Hz,500kW,4P,450A,B3 | Installed | SP2.ND.DDR1/M | 1108 | 1108 | 2023-10-26 15:01
EMO002124 | FP-01-SP2-HYD-T144-P252 | 10020632 | AC MOTOR;380V,50Hz,0.75kW,4P,80M,V1 | Installed | SP2.ND.RF1/T(HYD)/P1/M | 1109 | 1109 | 2023-10-26 15:01
EMO002127 | FP-01-SP2-LUB-T040-P053 | 10010956 | AC MOTOR;380V,50Hz,0.55kW,4P,80M,B5 | Installed | SP2.LUB.RF1/T(LUB)/P2/M | 1110 | 1110 | 2023-10-26 15:01
EMO000478 | FP-01-SP2-NDL-PU05-P056 | 10026377 | AC MOTORABB;380V,50Hz,18.5kW,4P,180M,B3 | Installed | SP2.PUL5/P1/M | 1112 | 1112 | 2023-10-26 15:01
EMO002073 | FP-01-SP1-MXW-PU05-HYPG |  | MOTOR AC;55KW;105A;6P;380V;B | Installed | SP1.PUL5/HYP/M | 1113 | 1113 | 2023-10-26 15:01
EMO002132 | FP-01-SP2-NDL-PU05-DRSR | 10010718 | AC MOTOR;380V,50Hz,7.5Kw,4P | Installed | SP2.PUL5.DRS/M | 1114 | 1114 | 2023-10-26 15:01
EMO003020 | FP-01-SP1-MXW-PU05 | 10010858 | AC MOTOR;380V,50HZ,160KW,8P | Installed | SP1.PUL5/GB/M | 1115 | 1115 | 2023-10-26 15:01
EMO003401 | FP-01-SP2-NDL-PU02-RAGG |  | MOTOR AC;0.75KW;2.25A;6P;380V;B | Installed | SP2.PUL2/RAG/M | 1116 | 1116 | 2023-10-26 15:01
EMO002071 | FP-01-SP2-NDL-PU02-PALS |  | MOTOR AC;132KW;250A;6P;380V;B | Installed | SP2.PUL2/PLS/M | 1117 | 1117 | 2023-10-26 15:01
EMO000066 | FP-01-SP2-NDL-PU02-P027 | 10010665 | AC MOTORTECO;380V,50Hz,55kW,4P,250S,B3 | Installed | SP2.PUL2.P2/M | 1118 | 1118 | 2023-10-26 15:01
EMO003199 | FP-01-SP2-NDL-PU02-P026 | 10010684 | AC MOTOR;TECO380V,50Hz,75kW,4P,250M,B3 | Installed | SP2.PUL2/P1/M | 1119 | 1119 | 2023-10-26 15:01
EMO003563 | FP-01-SP2-NDL-PU02-P025 | 10011046 | AC MOTOR,380V,50HZ,1.5KW,4P | Installed | SP2.PUL2/GB/P(G)1/M | 1120 | 1120 | 2023-10-26 15:01
EMO002072 | FP-01-SP2-NDL-PU02 |  | MOTOR AC;500KW;114A;4P;3000V;B | Installed | SP2.PUL2/GB/M | 1121 | 1121 | 2023-10-26 15:01
EMO003807 | FP-01-SP2-NDL-CN02 |  | AC MOTOR;380V,50Hz,15kW,4P,160L,B35 | Installed | SP2.CON2/GB/M | 1123 | 1123 | 2023-10-26 15:01
EMO003338 | FP-01-PM2-WRS-T138-BL26 |  | MOTOR | Installed | PM2.CWR.CTW1/BLW/M | 1124 | 1124 | 2023-10-26 15:01
EMO000841 | FP-01-PM2-WRS-T106-P109 |  | MMOTOR AC;3KW;6,25A;2P;380V;B | Installed | PM2.SWR.T3/P2/M | 1125 | 1125 | 2023-10-26 15:01
EMO002647 | FP-01-PM2-WRS-T106-P108 |  | MOTOR;3KW,6.3A,2P,380V,VERTICAL | Installed | PM2.SWR.T3/P1/M | 1126 | 1126 | 2023-10-26 15:01
EMO003913 | FP-01-PM2-WRS-T105-P107 |  | AC MOTOR;380V,50Hz,45kW,2P,225M,B3 | Installed | PM2.SWR.T2/P3A/M | 1127 | 1127 | 2023-10-26 15:01
EMO000838 | FP-01-PM2-WRS-T105-P106 |  | AC MOTOR;380,50HZ,110KW,4P,205A,B | Installed | PM2.SWR.T2/P3/M | 1128 | 1128 | 2023-10-26 15:01
EMO000837 | FP-01-PM2-WRS-T105-P105 |  | AC MOTOR SIEMENS ;380V,50HZ,90KW,2P,157A,B | Installed | PM2.SWR.T2/P2A/M | 1129 | 1129 | 2023-10-26 15:01
EMO003122 | FP-01-PM2-WRS-T105-P104 | 10010854 | AC MOTOR SIEMENS;380V,50Hz,90kW,2P,280M,B3 | Installed | PM2.SWR.T2/P2/M | 1130 | 1130 | 2023-10-26 15:01
MGM000698 | FP-01-PM2-DRY-GRP1-DC05 | 10008608 | GR.MOTOR;0.40KW,i=200,GLS-32,TUNG LEE | Installed | PM2.G1.DYC5/DR/GM | 1131 | 1131 | 2023-10-26 15:01
EMO000835 | FP-01-PM2-WRS-T105-P103 |  | AC MOTOR;380V,50HZ,132KW,2P,225A,B | Installed | PM2.SWR.T2/P1A/M | 1132 | 1132 | 2023-10-26 15:01
EMO003190 | FP-01-PM2-WRS-T105-P102 | 10010544 | AC MOTOR;380V,50Hz,132kW,2P,315S,B3 | Installed | PM2.SWR.T2/P1(P 852)/M | 1133 | 1133 | 2023-10-26 15:01
EMO002988 | FP-01-PM2-WRS-PRS2 |  | MOTOR,AC | Installed | PM2.P2.BOT FELT/SW(O)/M | 1134 | 1134 | 2023-10-26 15:01
EMO000260 | FP-01-PM2-WRS-FU14-P133 |  | MOTOR AC;30KW;55,4A;2P;380V;B | Installed | MODIFIED | 1135 | 1135 | 2023-10-26 15:01
EMO000062 | FP-01-PM2-WRS-FU12-P132 |  | MOTOR AC;30KW;55,4A;2P;380V;B | Installed | MODIFIED | 1136 | 1136 | 2023-10-26 15:01
EMO003458 | FP-01-PM2-WET-PRS1-PSRT |  | DC MOTOR;460V,150kW,240A | Installed | PM2.P2.TR/GB/M | 1137 | 1137 | 2023-10-26 15:01
EMO002076 | FP-01-PM2-VAS-VP13 | 10020908 | AC MOTOR;380V,50Hz,200kW,8P,355M,B3 | Installed | PM2.VAC.VP7A/M | 1138 | 1138 | 2023-10-26 15:01
EMO000823 | FP-01-PM2-VAS-VP12 |  | MOTOR AC TECO AECT ;410KW;96.1A;6P;3000V;B | Installed | PM2.VAC.VP10/M | 1139 | 1139 | 2023-10-26 15:01
EMO000822 | FP-01-PM2-VAS-VP11 |  | MOTOR AC;250KW;56A;6P;3000V;B | Installed | PM2.VAC.VP9/M | 1140 | 1140 | 2023-10-26 15:01
EMO000821 | FP-01-PM2-VAS-VP10 |  | MOTOR AC;250KW;56A;6P;3000V;B | Installed | PM2.VAC.VP8/M | 1141 | 1141 | 2023-10-26 15:01
EMO000820 | FP-01-PM2-VAS-VP09 |  | MOTOR AC;250KW;62A;6P;3000V;B | Installed | PM2.VAC.VP7/M | 1142 | 1142 | 2023-10-26 15:01
EMO000819 | FP-01-PM2-VAS-VP08 |  | MOTOR AC ASGEN ;184KW;48A;12P;3000V;B | Installed | PM2.VAC.VP6/M | 1143 | 1143 | 2023-10-26 15:01
EMO000818 | FP-01-PM2-VAS-VP07 |  | MOTOR AC ASGEN ;184KW;48A;12P;3000V;B | Installed | PM2.VAC.VP5/M | 1144 | 1144 | 2023-10-26 15:01
EMO000817 | FP-01-PM2-VAS-VP06 |  | MOTOR AC ABB 355L ;250KW;62A;6P;3000V;B | Installed | PM2.VAC.VP4/M | 1145 | 1145 | 2023-10-26 15:01
EMO000816 | FP-01-PM2-VAS-VP05 |  | MOTOR AC ASGEN ;184KW;48A;12P;3000V;B | Installed | PM2.VAC.VP3/M | 1146 | 1146 | 2023-10-26 15:01
EMO000815 | FP-01-PM2-VAS-VP04 |  | MOTOR AC TECO AEJK ;250KW;61,7A;6P;3000V;B | Installed | PM2.VAC.VP2/M | 1147 | 1147 | 2023-10-26 15:02
EMO000814 | FP-01-PM2-VAS-VP03 |  | MOTOR AC TECO AECT ;410KW;97.1A;6P;3000V;B | Installed | PM2.VAC.VP1/M | 1148 | 1148 | 2023-10-26 15:02
EMO003968 | FP-01-PM2-VAS-T134-P143 | 10010668 | AC MOTOR TECO;380V,50Hz,75kW,4P,250M,B3 | Installed | PM2.SEALING W/P2/M | 1149 | 1149 | 2023-10-26 15:02
EMO003754 | FP-01-PM2-VAS-T134-P142 | 10034663 | MOTOR,HJN1-280M2,MARATHON,90KW,160A,380 | Installed | PM2.SEALING W/P1/M | 1150 | 1150 | 2023-10-26 15:02
EMO004946 | FP-01-PM2-VAS-T093-P087 | 10010918 | AC MOTOR;380V,50HZ,11KW,4P,32A | Installed | PM2.VAC.T(DLG)8/P2/M | 1151 | 1151 | 2023-10-26 15:02
EMO000811 | FP-01-PM2-VAS-T092-P086 | 10010924 | MOTOR AC ABB MBT ;15KW;30A;4P;380V;B | Installed | PM2.VAC.T(DLG)7/P1/M | 1152 | 1152 | 2023-10-26 15:02
EMO000706 | FP-01-PM2-VAS-T081-P084 | 10010607 | MOTOR,AC,MBT180MV,ABB,18.5KW,38A,4P,380V | Installed | PM2.VAC.T(DLG)5/P1/M | 1153 | 1153 | 2023-10-26 15:02
EMO003134 | FP-01-PM2-VAS-T078-P083 | 10010619 | AC MOTOR;380V,50Hz,55kW,4P,250M,B3 | Installed | PM2.VAC.T(DLG)4/P1/M | 1154 | 1154 | 2023-10-26 15:02
EMO001835 | FP-01-PM2-VAS-T077-P082 |  |  | Installed | PM2.VAC.VS1B/P1/M | 1155 | 1155 | 2023-10-26 15:02
EMO001005 | FP-01-PM2-VAS-BL25 |  | MOTOR;3,2KW;5,6A;2P;380V;B | Installed | PM2.VAC AIR.T/BLW2/M (VAAHTO) | 1156 | 1156 | 2023-10-26 15:02
EMO000860 | FP-01-PM2-VAS-BL24 |  | MOTOR;2,2KW;5,6A;2P;380V;B | Installed | PM2.VAC AIR.T/BLW1/M (VAAHTO) | 1157 | 1157 | 2023-10-26 15:02
EMO000805 | FP-01-PM2-VAS-BL07 |  | MOTOR;ASEN 30KW;64A;2P;380V | Installed | PM2.VAC.BLW4/M | 1158 | 1158 | 2023-10-26 15:02
EMO002075 | FP-01-PM2-VAS-BL06 |  | MOTOR AC SIEMENS ;15KW;30A;4P;380V;B | Installed | PM2.VAC.BLW3/M | 1159 | 1159 | 2023-10-26 15:02
EMO000278 | FP-01-PM2-VAS-BL05 | 10010686 | AC MOTOR TECO ;380V,50Hz,90kW,2P,280S,B | Installed | PM2.VAC.BLW5/M | 1160 | 1160 | 2023-10-26 15:02
EMO000802 | FP-01-PM2-VAS-BL04 |  | MOTOR AC LEROY SOMER;7,5KW;15,8A;4P;380V;B | Installed | PM2.VAC.BLW2/M | 1161 | 1161 | 2023-10-26 15:02
EMO000801 | FP-01-PM2-VAS-BL03 |  | AC MOTOR FUJI ;380V,50HZ,7.5KW,16A,3PHASE | Installed | PM2.VAC.BLW1/M | 1162 | 1162 | 2023-10-26 15:02
EMO002894 | FP-01-PM2-STC-T135-P144 |  | MOTOR;55KW;105A | Installed | PM2.STC.T1/P1/M | 1163 | 1163 | 2023-10-26 15:02
EMO003303 | FP-01-PM2-STC-T133-P293 | 10010603 | AC MOTOR TECO AEEB ;380KW,50HZ,15KW,6P,B | Installed | PM2.STC.CDS/VP/M | 1164 | 1164 | 2023-10-26 15:02
EMO000525 | FP-01-PM2-STC-T133-P134 | 10010674 | AC MOTOR; TECI AEEB 380V,50Hz,15kW,6P,180L,B3 | Installed | PM2.STC.CDS/VP1/M | 1165 | 1165 | 2023-10-26 15:02
EMO000799 | FP-01-PM2-STC-T109-P114 |  | MOTOR AC;22KW;42A;4P;380V;B | Installed | PM2.STC.T(DN)1/P2/M | 1166 | 1166 | 2023-10-26 15:02
EMO000798 | FP-01-PM2-STC-T109-P113 |  | MOTOR AC;18,5KW;34,4A;4P;380V;B | Installed | PM2.STC.T(DN)1/P1/M | 1167 | 1167 | 2023-10-26 15:02
EMO003848 | FP-01-PM2-STC-T108-P112 | 10027255 | AC MOTOR;380V,50Hz,4kW,4P,112M,B3 | Installed | PM2.STC.T(FL)4/P1/M | 1168 | 1168 | 2023-10-26 15:02
EMO000796 | FP-01-PM2-STC-T107-P111 |  | MOTOR AC;18,5KW;33,7A;2P;380V;B | Installed | PM2.STC.T(FL)/P2/M | 1169 | 1169 | 2023-10-26 15:02
EMO000795 | FP-01-PM2-STC-T107-P110 | 10010924 | AC MOTOR;380V,50HZ,15KW,4P,30A,B | Installed | PM2.STC.T(FL)/P1/M | 1170 | 1170 | 2023-10-26 15:02
EMO000397 | FP-01-PM2-STA-T242-P250 | 10027256 | AC MOTOR;480V,60HZ,8.6KW,15A,3P | Installed | CH2.STA.T11/P3/M | 1171 | 1171 | 2023-10-26 15:02
EMO001617 | FP-01-PM2-STA-T242-P249 | 10010692 | AC MOTOR;380V,50HZ,7.5KW,4P,B | Installed | CH2.STA.T11/P2/M | 1172 | 1172 | 2023-10-26 15:02
EMO003864 | FP-01-PM2-STA-T242-P248 | 10027158 | AC.MOTOR;380V,50Hz,7.5kW,4P,132M,B3 | Installed | CH2.STA.T11/P1/M | 1173 | 1173 | 2023-10-26 15:02
EMO000350 | FP-01-PM2-STA-T242-A094 |  | AC MOTOR;380V,3.7KW,7.5A | Installed | CH2.STA.T11/AGT/M | 1174 | 1174 | 2023-10-26 15:02
EMO000398 | FP-01-PM2-RJS-T132-P135 | 10010923 | AC MOTOR;380V,50Hz,7.5kW,4P,132M,B3 | Installed | PM2.REJECT FINAL/P1/M | 1175 | 1175 | 2023-10-26 15:02
EMO003153 | FP-01-PM2-MCS-BL19 | 10010902 | AC MOTOR;380V,50HZ,22KW,4P,40A | Installed | PM2.MCS.BLW2/M | 1176 | 1176 | 2023-10-26 15:02
EMO000792 | FP-01-PM2-MCS-BL18 |  | AC MOTOR;380V,50HZ,15KW,6P,31.9A | Installed | PM2.MCS.BLW1/M | 1177 | 1177 | 2023-10-26 15:02
EMO003392 | FP-01-PM2-LUB-T140-P298 |  | AC MOTOR;380V,50HZ,2.2KW,4.98A,3PHASE | Installed | PM2.LUB.TRANSFER 2.TANK/M2 | 1178 | 1178 | 2023-10-26 15:02
EMO003393 | FP-01-PM2-LUB-T140-P297 |  | AC MOTOR;380V,50HZ,2.2KW,4.98A,3PHASE | Installed | PM2.LUB.TRANSFER 2.TANK/M1 | 1179 | 1179 | 2023-10-26 15:02
EMO003395 | FP-01-PM2-LUB-T139-P296 |  | AC MOTOR;380V,50HZ,3.7KW,6.5A | Installed | PM2.LUB.TRANSFER 1.TANK/M2 | 1180 | 1180 | 2023-10-26 15:02
EMO003394 | FP-01-PM2-LUB-T139-P295 |  | AC MOTOR;380V,50HZ,4KW,7.2A | Installed | PM2.LUB.TRANSFER 1.TANK/M1 | 1181 | 1181 | 2023-10-26 15:02
EMO000059 | FP-01-PM2-LUB-T129-P131 |  | MOTOR AC ABB ;5,5KW;11,5A;4P;380V;V | Installed | M1-2646 | 1182 | 1182 | 2023-10-26 15:02
EMO000052 | FP-01-PM2-LUB-T129-P130 |  | MOTOR AC ABB ;37KW;72A;4P;380V;V | Installed | M1-2645 | 1183 | 1183 | 2023-10-26 15:02
EMO000049 | FP-01-PM2-LUB-T129-P129 |  | MOTOR AC ABB ;22KW;40,9A;4P;380V;V | Installed | M1-2644 | 1184 | 1184 | 2023-10-26 15:02
EMO000044 | FP-01-PM2-LUB-T129-P128 |  | MOTOR AC ABB ;22KW;40,9A;4P;380V;V | Installed | M1-2643 | 1185 | 1185 | 2023-10-26 15:02
EMO000040 | FP-01-PM2-LUB-T129-P127 |  | MOTOR AC ABB ;75KW;140A;4P;380V;B | Installed | M1-2642 | 1186 | 1186 | 2023-10-26 15:02
EMO000038 | FP-01-PM2-LUB-T129-P126 |  | MOTOR AC ABB;75KW;140A;4P;380V;B | Installed | M1-2641 | 1187 | 1187 | 2023-10-26 15:02
EMO000791 | FP-01-PM2-LUB-T121-P125 |  | MOTOR | Installed | PM2.MC.HP2-4B/M | 1188 | 1188 | 2023-10-26 15:02
EMO000790 | FP-01-PM2-LUB-T121-P124 |  | MOTOR | Installed | PM2.MC.HP2-4A/M | 1189 | 1189 | 2023-10-26 15:02
EMO000789 | FP-01-PM2-LUB-T120-P123 |  | AC MOTOR ABB MBT ;380V,50HZ,7.5KW,15A | Installed | PM2.LUB.GP4B/M | 1190 | 1190 | 2023-10-26 15:02
EMO000788 | FP-01-PM2-LUB-T120-P122 |  | AC MOTOR ABB MBT ;380V,50HZ,7.5KW,15A | Installed | PM2.LUB.GP4A/M | 1191 | 1191 | 2023-10-26 15:02
EMO003400 | FP-01-PM2-LUB-T119-P121 |  | AC MOTOR;380V,50HZ,18.5KW,4P,34.4A,B | Installed | PM2.LUB.GP3B/M | 1192 | 1192 | 2023-10-26 15:02
EMO003964 | FP-01-PM2-LUB-T119-P120 |  | AC MOTOR;380V,50Hz,30kW,4P,200L,B3 | Installed | PM2.LUB.GP3A/M | 1193 | 1193 | 2023-10-26 15:02
EMO003089 | FP-01-PM2-LUB-T118-P118 | 10010773 | AC MOTOR;380V,50Hz,2.25kW,4P,184T,B3 | Installed | PM2.LUB.GP2A/M | 1194 | 1194 | 2023-10-26 15:02
EMO003340 | FP-01-PM2-HYD-T122-P256 | 10023413 | MOTOR ;60HZ;14.1A;4P;380V | Installed | PM2.MC.HP2-03/M | 1195 | 1195 | 2023-10-26 15:02
EMO002524 | FP-01-PM2-HYD-T122-P255 |  | MOTOR | Installed | PM2.MC.HP2-03/M | 1196 | 1196 | 2023-10-26 15:02
EMO000783 | FP-01-PM2-HYD-T117-P117 |  | AC MOTOR ABB MBT ;380V,50HZ,7.5KW,15A | Installed | PM2.HYD.GP1B/M | 1197 | 1197 | 2023-10-26 15:02
EMO000782 | FP-01-PM2-HYD-T117-P116 |  | AC MOTOR ABB MBT ;380V,50HZ,7.5KW,15A | Installed | PM2.HYD.GP1A/M | 1198 | 1198 | 2023-10-26 15:02
EMO002893 | FP-01-PM2-HOO-BL23 |  | AC MOTOR;380V,50HZ,90KW,4P,168A,3PHASE | Installed | PM2.G1.PUB.1-3/M | 1199 | 1199 | 2023-10-26 15:02
EMO002819 | FP-01-PM2-HOO-BL22 |  | AC MOTOR;380V,50HZ,11KW,2P,20.5A | Installed | PM2.HOO.FDF2 | 1200 | 1200 | 2023-10-26 15:02
EMO000006 | FP-01-PM2-HOO-BL21 |  | AC MOTOR SIEMENS;380V,50HZ,11KW,2P,20.5A | Installed | PM2.HOO.FDF1 | 1201 | 1201 | 2023-10-26 15:02
EMO000781 | FP-01-PM2-HOO-BL17 |  | MOTOR | Installed | PM2.HOO.BLW1/M | 1202 | 1202 | 2023-10-26 15:02
EMO000780 | FP-01-PM2-HOO-BL16 |  | MOTOR AC;55KW;103A;4P;380V;B | Installed | PM2.HOO.ECO2/IDF/M | 1203 | 1203 | 2023-10-26 15:02
EMO000779 | FP-01-PM2-HOO-BL15 |  | MOTOR AC;110KW;200A;4P;380V;B | Installed | PM2.HOO.ECO2/FDF/M | 1204 | 1204 | 2023-10-26 15:02
EMO002943 | FP-01-PM2-HOO-BL14 | 10010807 | AC MOTOR;380V,50Hz,3.7kW,2P,B3 | Installed | PM2.HOO.BUR2/FDF/M | 1205 | 1205 | 2023-10-26 15:02
EMO000776 | FP-01-PM2-HOO-BL12 |  | MOTOR AC;55KW;103A;4P;380V;B | Installed | PM2.HOO.ECO1/IDF/M | 1206 | 1206 | 2023-10-26 15:02
EMO003235 | FP-01-PM2-HOO-BL11 | 10010952 | MOTOR,AC,315,110KW,201A,4P,380V | Installed | PM2.HOO.ECO1.FDF/M | 1207 | 1207 | 2023-10-26 15:02
EMO002623 | FP-01-PM2-HOO-BL10 | 10010807 | AC MOTOR;380V,50Hz,3.7kW,2P,112M,B3 | Installed | PM2.HOO.BUR1/FDF/M | 1208 | 1208 | 2023-10-26 15:03
EMO000773 | FP-01-PM2-HOO-BL09 |  | AC MOTOR;380V,50HZ,37KW,4P,72A | Installed | PM2.HOO.IDF1/M | 1209 | 1209 | 2023-10-26 15:03
EMO000693 | FP-01-PM2-CUT-RWD1-BL23 |  | UNWINDER/BLW DC/M;2,2KW;4,7A | Installed | PM2.RE(BH).UNW/BLW/M | 1210 | 1210 | 2023-10-26 15:03
EMO000694 | FP-01-PM2-CUT-RWD1-BL22 | 10010650 | AC MOTOR;380V,50Hz,37kW,2P,200L,B3 | Installed | PM2.RE(BH).BLW/M | 1211 | 1211 | 2023-10-26 15:03
EMO000697 | FP-01-PM2-CUT-RDR1-BL21 |  | REAR DRUM/BLW DC/M | Installed | PM2.RE(BH).RDR.BLW/M | 1212 | 1212 | 2023-10-26 15:03
EMO000696 | FP-01-PM2-CUT-FDR1-BL20 |  | FRONT DRUM/BLW DC/M | Installed | PM2.RE(BH).FDR.BLW/M | 1213 | 1213 | 2023-10-26 15:03
EMO000759 | FP-01-PM2-BRS-TH08 |  | MOTOR AC;11KW;23A;4P;380V;B | Installed | PM2.BR.DSF/M | 1214 | 1214 | 2023-10-26 15:03
EMO004021 | FP-01-PM2-BRS-TH07 | 10031916 | MOTOR AC;7,5KW;16,3A;4P;380V;V | Installed | PM2.BR.THK7/M | 1215 | 1215 | 2023-10-26 15:03
EMO000757 | FP-01-PM2-BRS-T104-P098 |  | MOTOR AC;18,5KW;34,4A;4P;380V;B | Installed | PM2.BR.THK1/P1/M | 1216 | 1216 | 2023-10-26 15:03
EMO002975 | FP-01-PM2-BRS-T102-P101 | 10010964 | AC MOTOR;380V,50HZ,75KW,2P,B | Installed | PM2.BR.C9/P3/M | 1217 | 1217 | 2023-10-26 15:03
EMO000624 | FP-01-PM2-BRS-T102-P100 | 10010623 | AC MOTOR;380V,50Hz,75kW,4P,280S,B35 | Installed | PM2.BR.C9/P2/M | 1218 | 1218 | 2023-10-26 15:03
EMO002866 | FP-01-PM2-BRS-T102-P099 | 10011115 | MOTOR,AC,280 S HWADA,75KW,140A,4P,380V | Installed | PM2.BR.C9/P1/M | 1219 | 1219 | 2023-10-26 15:03
EMO002005 | FP-01-PM2-BRS-T101-P097 | 10010653 | MOTOR AC;110KW;205A;4P;380V;B | Installed | PM2.BR.C8/P1/M | 1220 | 1220 | 2023-10-26 15:03
EMO000962 | FP-01-PM2-BRS-T100-P095 | 10020901 | AC MOTOR;380V,50HZ,45KW,4P,B | Installed | PM2.BR.C7/P1/M | 1221 | 1221 | 2023-10-26 15:03
EMO000750 | FP-01-PM2-BRS-T100-A034 |  | MOTOR AC;55KW;108A;6P;380V;B | Installed | PM2.BR.C7/AGT/M | 1222 | 1222 | 2023-10-26 15:03
EMO000749 | FP-01-PM2-BRS-T099-P094 |  | MOTOR AC ABB HXR 250M;75KW;141A;4P;380V;B | Installed | PM2.BR.C5/P1/M | 1223 | 1223 | 2023-10-26 15:03
EMO004008 | FP-01-PM2-BRS-T099-A033 | 10027432 | MOTOR AC MARATHON ;30KW;59.2A;6P;380V;B | Installed | PM2.BR.C5/AGT C/M | 1224 | 1224 | 2023-10-26 15:03
EMO000362 | FP-01-PM2-BRS-T099-A032 |  | MOTOR AC TECO AEEB ;15KW;31,9A;6P;380V;B | Installed | PM2.BR.C5/AGT B/M | 1225 | 1225 | 2023-10-26 15:03
EMO000745 | FP-01-PM2-BRS-T098-P093 |  | MOTOR AC ABB M2BA 250S;55KW;103A;4P;380V;B | Installed | PM2.BR.C4/P2/M | 1226 | 1226 | 2023-10-26 15:03
EMO005304 | FP-01-PM2-BRS-T098-P092 |  |  | Installed | PM2.BR.C4/P1/M | 1227 | 1227 | 2023-10-26 15:03
EMO000743 | FP-01-PM2-BRS-T098-A030 |  | MOTOR AC ABB HXR 355L;200KW;445A;8P;380V;B | Installed | PM2.BR.C4/AGT/M | 1228 | 1228 | 2023-10-26 15:03
EMO000742 | FP-01-PM2-BRS-T097-P091 |  | MOTOR AC ABB M2BA 280S;90KW;165A;4P;380V | Installed | PM2.BR.C3/P1/M | 1229 | 1229 | 2023-10-26 15:03
EMO000741 | FP-01-PM2-BRS-T097-A029 |  | MOTOR AC TECO;250KW;62,9A;8P;3000V;B | Installed | PM2.BR.C3/AGT/GB/M | 1230 | 1230 | 2023-10-26 15:03
EMO000740 | FP-01-PM2-BRS-T096-P090 |  | MOTOR AC ABB M2BA 280S;90KW;165A;4P;380V;B | Installed | PM2.BR.C2/P1/M | 1231 | 1231 | 2023-10-26 15:03
EMO000739 | FP-01-PM2-BRS-T096-A028 |  | MOTOR AC ABB M2BA 355S;160KW;315A;8P;380V;B | Installed | PM2.BR.C2/AGT B/M | 1232 | 1232 | 2023-10-26 15:03
EMO000738 | FP-01-PM2-BRS-T096-A027 |  | MOTOR AC ABB M2BA 355S;160KW;315A;8P;380V;B | Installed | PM2.BR.C2/AGT A/M | 1233 | 1233 | 2023-10-26 15:03
EMO000737 | FP-01-PM2-BRS-T095-P089 |  | MOTOR AC;22KW;43A;4P;380V;B | Installed | PM2.BR.C1/P1/M | 1234 | 1234 | 2023-10-26 15:03
EMO000736 | FP-01-PM2-BRS-T095-A026 |  | MOTOR AC CGE;315 MB6;110KW;207A;6P;380V;B | Installed | PM2.BR.C1/AGT B/GB/M | 1235 | 1235 | 2023-10-26 15:03
EMO000735 | FP-01-PM2-BRS-T095-A025 |  | MOTOR AC CGE 315MA6 ;200HP;280A;6P;380V;B | Installed | PM2.BR.C1/AGT A/GB/M | 1236 | 1236 | 2023-10-26 15:03
EMO000760 | FP-01-PM2-BRS-FU01 |  | MOTOR;5HP | Installed | PM2.BR.FIL1/M | 1237 | 1237 | 2023-10-26 15:03
EMO002172 | FP-01-PM2-AP3-T065-P080 | 10010768 |  | Installed | SP2.PUL5.P3 | 1238 | 1238 | 2023-10-26 15:03
EMO000994 | FP-01-PM2-AP3-T064-P079 | 10010918 | AC MOTOR;380V,50HZ,11KW,4P,32A | Installed | PM2.APP3.T5/P1/M | 1239 | 1239 | 2023-10-26 15:03
EMO000730 | FP-01-PM2-AP3-T063-P078 |  | MOTOR AC STROMBERG HXUR ;18,5KW;37,6A;4P;380V;B | Installed | PM2.APP3.T4/P1/M | 1240 | 1240 | 2023-10-26 15:03
EMO003331 | FP-01-PM2-AP3-T063-A024 | 10011070 | AC MOTOR TECO;380V,50Hz,7.5kW,6P,160S,B3 | Installed | PM2.APP3.T4/AGT/M | 1241 | 1241 | 2023-10-26 15:03
EMO000728 | FP-01-PM2-AP3-T062-P077 |  | MOTOR ACABB MBT 225S;37KW;74A;4P;380V;B | Installed | PM2.APP3.T3/P1/M | 1242 | 1242 | 2023-10-26 15:03
EMO000727 | FP-01-PM2-AP3-T061-P076 |  | MOTOR AC ABB M2BA 200M ;30KW;59A;4P;380V;B | Installed | PM2.APP3.T2/P2/M | 1243 | 1243 | 2023-10-26 15:03
EMO000555 | FP-01-PM2-AP3-T060-P075 | 10020915 | AC MOTOR ;380V,50Hz,15kW,4P,160L,B3 | Installed | PM2.APP3.T2/P1/M | 1244 | 1244 | 2023-10-26 15:03
EMO003039 | FP-01-PM2-AP3-T059-P074 | 10010907 | MOTOR,AC,M2BA315,ABB,200KW,366A,4P,380V | Installed | PM2.APP3.SL/P(FN)/M | 1245 | 1245 | 2023-10-26 15:03
EMO002973 | FP-01-PM2-AP3-T058-P073 | 10010622 | AC MOTOR;380V,50Hz,75kW,4P,139A | Installed | PM2.APP3.C1/P1/M | 1246 | 1246 | 2023-10-26 15:03
EMO000723 | FP-01-PM2-AP3-T058-A023 | 10010674 | AC MOTOR ABB M2BAQ 180L ;380V,50HZ,15KW,6P | Installed | PM2.APP3.C1/AGT/M | 1247 | 1247 | 2023-10-26 15:03
EMO002991 | FP-01-PM2-AP3-SR20 | 10010968 | AC MOTOR;380V,50HZ,37KW,6P,B | Installed | PM2.APP3.PS2/M | 1248 | 1248 | 2023-10-26 15:03
EMO002978 | FP-01-PM2-AP3-SR19 | 10010966 | AC MOTOR;380V,50Hz,132kW,8P,355S,B35 | Installed | PM2.APP3.PS1/M | 1249 | 1249 | 2023-10-26 15:03
EMO000720 | FP-01-PM2-AP2-T056-P072 |  | MOTOR AC ABB MBT ;15KW;30A;4P;380V;B | Installed | PM2.APP2.T4/P1/M | 1250 | 1250 | 2023-10-26 15:03
EMO000117 | FP-01-PM2-AP2-T055-P071 | 10010721 | AC MOTOR;380V,50HZ,11KW,4P,22.3A | Installed | PM2.APP2.T3/P1/M | 1251 | 1251 | 2023-10-26 15:03
EMO000292 | FP-01-PM2-AP2-T053-P070 | 10010899 | AC MOTOR;380V,50HZ,11KW,4P,B | Installed | PM2.APP2.T2/P1/M | 1252 | 1252 | 2023-10-26 15:03
EMO000725 | FP-01-PM2-AP2-T052-P069 | 10010907 | MOTOR,AC,M2BA315,ABB,200KW,366A,4P,380V | Installed | PM2.APP2.SL/P(FN)/M | 1253 | 1253 | 2023-10-26 15:03
EMO000716 | FP-01-PM2-AP2-T051-P068 |  | MOTOR AC;60HP;93A;4P;380V;B | Installed | PM2.APP2.C2/P1/M | 1254 | 1254 | 2023-10-26 15:03
EMO000110 | FP-01-PM2-AP2-T051-A022 | 10020927 | AC MOTOR;380V,50HZ,30KW,6P,200L,B3 | Installed | PM2.APP2.C2/AGT/M | 1255 | 1255 | 2023-10-26 15:03
EMO001212 | FP-01-PM2-AP2-T050-P067 | 10027666 | AC MOTOR;380V,50Hz,55kW,4P,250M,B3 | Installed | PM2.APP2.C1/P1/M | 1256 | 1256 | 2023-10-26 15:03
EMO005015 | FP-01-PM2-AP2-T050-A021 | 10010661 | AC MOTOR;380V,50HZ,22KW,8P,B | Installed | PM2.APP2.C1/AGT/M | 1257 | 1257 | 2023-10-26 15:03
EMO000450 | FP-01-PM2-AP2-SR18 | 10022240 | MOTOR AC HWADA ;15KW;29,9A;4P;380V;B | Installed | PM2.APP2.PS2/M | 1258 | 1258 | 2023-10-26 15:03
EMO000600 | FP-01-PM2-AP1-T049-P066 | 10010957 | AC MOTOR;380V,50Hz,37kW,4P,200L,B3 | Installed | PM2.APP1.T2/P1/M | 1260 | 1260 | 2023-10-26 15:03
EMO000709 | FP-01-PM2-AP1-T048-P065 |  | MOTOR AC ABB MBT 250M ;55KW;108A;4P;380V;B | Installed | PM2.APP1.T1/P1/M | 1261 | 1261 | 2023-10-26 15:03
EMO003397 | FP-01-PM2-AP1-T047-P064 | 10010624 | MOTOR AC ABB M2BA 280S;90KW;153A;4P;380V;B | Installed | PM2.APP1.C4/P2/M | 1262 | 1262 | 2023-10-26 15:03
EMO000521 | FP-01-PM2-AP1-T046-P062 | 10010818 | MOTOR AC MARELI C180 ;18,5KW;37.5A;4P;380V;B | Installed | PM2.APP1.C3/P2/M | 1263 | 1263 | 2023-10-26 15:03
EMO000705 | FP-01-PM2-AP1-T045-P061 |  | MOTOR AC ABB M2BA 355S ;315KW;570A;4P;380V;B | Installed | PM2.APP1.SL/P(FN)/M | 1264 | 1264 | 2023-10-26 15:03
EMO000921 | FP-01-PM2-AP1-T044-P060 | 10010624 | AC MOTOR ABB M2BA 280S;380V,50Hz,90kW,4P,280M,B3 | Installed | PM2.APP1.C2/P1/M | 1265 | 1265 | 2023-10-26 15:03
EMO000703 | FP-01-PM2-AP1-T044-A020 |  | MOTOR AC TECO AEEB 225M ;30KW;61,5A;6P;380V;B | Installed | PM2.APP1.C2/AGT/M | 1266 | 1266 | 2023-10-26 15:03
EMO000702 | FP-01-PM2-AP1-T043-P059 |  | MOTOR AC ABB M2BA 2280S ;75KW;140A;4P;380V;B | Installed | PM2.APP1.C1/P1/M | 1267 | 1267 | 2023-10-26 15:03
EMO000701 | FP-01-PM2-AP1-T043-A019 |  | MOTOR AC TECO AEEB 280S; 55KW;108A;6P;380V;B | Installed | PM2.APP1.C1/AGT/M | 1268 | 1268 | 2023-10-26 15:03
EMO000287 | FP-01-PM2-AP1-SR15 | 10010980 | MOTOR AC ABB MBT 200L;30KW;61A;4P;380V;B | Installed | PM2.APP1.PS2/M | 1269 | 1269 | 2023-10-26 15:04
EMO002977 | FP-01-PM2-AP1-SR14 | 10010893 | AC MOTOR;380V,50Hz,132kW,6P,315M,B3 | Installed | PM2.APP1.PS1/M | 1270 | 1270 | 2023-10-26 15:04
EMO000751 | FP-01-SP2-OCC-T014-P023 |  | AC MOTOR;380V,50Hz,45kW,4P,225M,B3 | Installed | SP2.OC.C4/P2/M | 1271 | 1271 | 2023-10-26 15:04
EMO001936 | FP-01-SP2-OCC-T013-P021 |  | AC MOTOR;ABB380V,50Hz,110kW,4P,315M,B3 | Installed | SP2.OC.C8/P1/M | 1272 | 1272 | 2023-10-26 15:04
EMO001065 | FP-01-SP2-NDL-T005-P008 |  | AC MOTOR;380V,50Hz,110kW,4P,315S,B3 | Installed | SP2.ND.C3/P1/M | 1273 | 1273 | 2023-10-26 15:04
EMO003102 | FP-01-SP2-OCC-T003-P006 | 10010927 | AC MOTOR;ABB380V,50Hz,75kW,4P | Installed | SP2.OC.C5/P1/M | 1274 | 1274 | 2023-10-26 15:04
MGM000699 | FP-01-PM2-DRY-GRP1-DC07 | 10008608 | GR.MOTOR;0.40KW,i=200,GLS-32,TUNG LEE | Installed | PM2.G1.DYC7/DR/GM | 1275 | 1275 | 2023-10-26 15:04
EMO000463 | FP-01-SP2-NDL-T027-P041 |  | AC MOTOR;380V,50Hz,75kW,4P,280S,B3 | Installed | SP2.ND.C3A/P2/M | 1276 | 1276 | 2023-10-26 15:04
EMO003926 | FP-01-SP2-NDL-T027-P040 | 10010907 | AC MOTORABB;380V,50Hz,200kW,4P,315M,B3 | Installed | SP2.ND.C3A/P1/M | 1277 | 1277 | 2023-10-26 15:04
EMO002135 | FP-01-PM2-BRS-T101-P096 |  | AC MOTOR;380V,50HZ,45KW,4P,B | Installed | PM2.BR.C8/P2/M | 1278 | 1278 | 2023-10-26 15:04
EMO001695 | FP-01-PM2-AP1-T047-P063 |  | AC MOTOR TECO AEEB 280S ;380V,50HZ,90KW,4P,B | Installed | PM2.APP1.C4/P1/M | 1279 | 1279 | 2023-10-26 15:04
EMO000752 | FP-01-SP2-NDL-T026-P038 |  | AC MOTOR;380V,50Hz,110kW,4P,280M,B3 | Installed | SP2.ND.C3/P4/M | 1280 | 1280 | 2023-10-26 15:04
EMO002117 | FP-01-SP2-NDL-T034-A017 |  | AC MOTOR;380V,50Hz,30kW,6P,225M,B3 | Installed | PM2.BR.C5/AGT C/M | 1281 | 1281 | 2023-10-26 15:04
EMO002128 | FP-01-SP2-OCC-TH02 |  | AC MOTOR;380V,50Hz,7.5kW,4P,132M,V1 | Installed | SP2.OC.THK1(SF)/GB/M | 1282 | 1282 | 2023-10-26 15:04
EMO004931 | FP-01-SP2-OCC-T001-A001 |  | AC MOTOR;380V,50Hz,22kW,4P,180L,B3 | Installed | SP2.OC.C1/AGT/GB/M | 1283 | 1283 | 2023-10-26 15:04
EMO001016 | FP-01-SP2-OCC-T012-A004 | 10010603 | AC MOTOR;380V,50Hz,15kW,6P,180L,B3 | Installed | SP2.OC.C7/AGT/M | 1284 | 1284 | 2023-10-26 15:04
EMO002844 | FP-01-PM2-BRS-T099-A031 |  | AC MOTOR;380V,50Hz,55kW,6P,280M,B35 | Installed | PM2.BR.C5/AGT A/M | 1285 | 1285 | 2023-10-26 15:04
EMO000579 | FP-01-PM2-HOO-BL13 |  | MOTOR AC;37KW;72A;4P;380V;B | Installed | PM2.HOO.IDF2/M | 1286 | 1286 | 2023-10-26 15:04
EMO000668 | FP-01-PM2-REL-PPRL-CYL1 |  | AC MOTOR;460V,40HZ,110KW,180A,3PHASE | Installed | PM2.PPR.CYL/GB/M | 1287 | 1287 | 2023-10-26 15:04
EMO001091 | FP-01-PM2-VAS-T094-P088 |  | AC MOTOR;380V,50Hz,37kW,4P | Installed | PM2.VAC.T(DLG)9/P1/M | 1288 | 1288 | 2023-10-26 15:04
EMO008017 | FP-01-PM2-CUT-RWD1-FDR1 |  |  | Installed | PM2.RE(BH).FDR/GB/M | 1289 | 1289 | 2023-10-26 15:04
EMO000695 | FP-01-PM2-CUT-RWD1 |  | UNWINDER/M | Installed | PM2.RE(BH).UNW/BLW/M | 1290 | 1290 | 2023-10-26 15:04
EMO000764 | FP-01-PM2-DRY-GRP3 |  | AC MOTOR;460V,40HZ,110KW,180A,3PHASE | Installed | PM2.G3.GB/M | 1291 | 1291 | 2023-10-26 15:04
EMO003644 | FP-01-PM2-WET-PRS2-PSRT |  | AC MOTOR;460V,90HZ,450KW,FL4473Z | Installed | PM2.P2.TP(R)/M2 | 1292 | 1292 | 2023-10-26 15:04
EMO000674 | FP-01-PM2-WET-TPWR-FMR1 |  | AC MOTOR;460V,68HZ,220KW,355A,3PHASE | Installed | PM2.TW.FMR/GB/M | 1293 | 1293 | 2023-10-26 15:04
EMO000826 | FP-01-PM2-WET-BTWR-DR01 |  | MOTOR AC,RELIANCE,375KW,583A,1187R,460V | Installed | PM2.BTW.DR/GB/M | 1294 | 1294 | 2023-10-26 15:04
EMO002976 | FP-01-PM2-CUT-RWD1-CN01 |  | AC MOTOR;380V,50Hz,11kW,4P,160M,B3 | Installed | PM2.REW.CON1/M | 1295 | 1295 | 2023-10-26 15:04
EMO002505 | FP-01-PM2-CUT-RWD1 |  | MOTOR | Installed | PM2.REW.CON2/M | 1296 | 1296 | 2023-10-26 15:04
EMO003483 | FP-01-PM2-DRY-GRP1-DC01 |  | DC MOTOR;460V,50Hz,45kW,74A,1440RPM | Installed | PM2.G1.DYC1A/M | 1297 | 1297 | 2023-10-26 15:04
EMO008018 | FP-01-PM2-CUT-RWD1-RDR1 |  |  | Installed | PM2.RE(BH).RDR/GB/M | 1298 | 1298 | 2023-10-26 15:04
MGM000108 | FP-01-PM2-CUT-RWD1 |  | UNWINDER/GM;0,8KW;2,4A | Installed | PM2.RE(BH).UNW/BLW/GM | 1299 | 1299 | 2023-10-26 15:04
MGM000605 | FP-01-PM2-REL-PPRL-PRAR |  | GR.MOTOR,5.5kW,i=165,CHHM8-6195DB-B-165 | Installed | PM2.PPR.PRIMARY ARM/GM | 1300 | 1300 | 2023-10-26 15:04
EMO001297 | FP-01-PM2-WET-BTWR-SCR1 |  | MOTOR,AC,P,RELIANCE,224KW,470A,1180RPM | Installed | PM2.BTW.SCR/GB/M | 1301 | 1301 | 2023-10-26 15:04
EMO003736 | FP-01-PM2-DRY-GRP2-CR18 |  | MOTOR STRETCHER ROLL #18 | Installed | PM2.G2.CR18/M | 1302 | 1302 | 2023-10-26 15:04
EMO003861 | FP-01-PM2-DRY-GRP7-DC52 |  | AC MOTOR;380V,50Hz,0.37kW,4P,80S,B5 | Installed | PM2.G7.DYC52/DR/GM/M | 1303 | 1303 | 2023-10-26 15:04
EMO003549 | FP-01-PM2-DRY-GRP7-CR22 |  | MOTOR; | Installed | PM2.G7.CR22/M | 1304 | 1304 | 2023-10-26 15:04
EMO003805 | FP-01-PM2-DRY-GRP1-DC01 |  | AC MOTOR;380V,50Hz,0.37kW,4P,80L,B5 | Installed | PM2.G1.DYC1A/DR/GM/M | 1305 | 1305 | 2023-10-26 15:04
MGM000702 | FP-01-PM2-DRY-GRP2-DC11 | 10008608 | GR.MOTOR;0.40KW,i=200,GLS-32,TUNG LEE | Installed | PM2.G2.DYC11/DR/GM | 1306 | 1306 | 2023-10-26 15:04
MGM000703 | FP-01-PM2-DRY-GRP2-DC12 | 10008608 | GR.MOTOR;0.40KW,i=200,GLS-32,TUNG LEE | Installed | PM2.G2.DYC12/DR/GM | 1307 | 1307 | 2023-10-26 15:04
MGM000704 | FP-01-PM2-DRY-GRP2-DC13 | 10008608 | GR.MOTOR;0.40KW,i=200,GLS-32,TUNG LEE | Installed | PM2.G2.DYC13/DR/GM | 1308 | 1308 | 2023-10-26 15:04
MGM000705 | FP-01-PM2-DRY-GRP2-DC15 | 10008608 | GR.MOTOR;0.40KW,i=200,GLS-32,TUNG LEE | Installed | PM2.G2.DYC15/DR/GM | 1309 | 1309 | 2023-10-26 15:04
MGM000706 | FP-01-PM2-DRY-GRP2-DC17 | 10008608 | GR.MOTOR;0.40KW,i=200,GLS-32,TUNG LEE | Installed | PM2.G2.DYC17/DR/GM | 1310 | 1310 | 2023-10-26 15:04
MGM000707 | FP-01-PM2-DRY-GRP3-DC22 | 10008608 | GR.MOTOR;0.40KW,i=200,GLS-32,TUNG LEE | Installed | PM2.G3.DYC22/DR/GM | 1311 | 1311 | 2023-10-26 15:04
MGM000710 | FP-01-PM2-DRY-GRP3-DC25 | 10008608 | GR.MOTOR;0.40KW,i=200,GLS-32,TUNG LEE | Installed | PM2.G3.DYC25/DR/GM | 1312 | 1312 | 2023-10-26 15:04
MGM000711 | FP-01-PM2-DRY-GRP3-DC26 | 10008608 | GR.MOTOR;0.40KW,i=200,GLS-32,TUNG LEE | Installed | PM2.G3.DYC26/DR/GM | 1313 | 1313 | 2023-10-26 15:04
MGM000712 | FP-01-PM2-DRY-GRP4-DC32 | 10008608 | GR.MOTOR;0.40KW,i=200,GLS-32,TUNG LEE | Installed | PM2.G4.DYC32/DR/GM | 1314 | 1314 | 2023-10-26 15:04
MGM000714 | FP-01-PM2-DRY-GRP4-DC34 | 10008608 | GR.MOTOR;0.40KW,i=200,GLS-32,TUNG LEE | Installed | PM2.G4.DYC34/DR/GM | 1315 | 1315 | 2023-10-26 15:04
MGM000715 | FP-01-PM2-DRY-GRP4-DC36 | 10008608 | GR.MOTOR;0.40KW,i=200,GLS-32,TUNG LEE | Installed | PM2.G4.DYC36/DR/GM | 1316 | 1316 | 2023-10-26 15:04
MGM000716 | FP-01-PM2-DRY-GRP4-DC39 | 10008608 | GR.MOTOR;0.40KW,i=200,GLS-32,TUNG LEE | Installed | PM2.G4.DYC39/DR/GM | 1317 | 1317 | 2023-10-26 15:04
MGM000723 | FP-01-PM2-DRY-GRP5-DC40 | 10008608 | GR.MOTOR;0.40KW,i=200,GLS-32 | Installed | PM2.G5.DYC40/DR/GM | 1318 | 1318 | 2023-10-26 15:04
MGM000717 | FP-01-PM2-DRY-GRP5-DC43 | 10008608 | GR.MOTOR;0.40KW,i=200,GLS-32,TUNG LEE | Installed | PM2.G5.DYC43/DR/GM | 1319 | 1319 | 2023-10-26 15:04
MGM000890 | FP-01-PM2-DRY-GRP6-DC46 | 10008628 | GR.MOTOR;0.4kW,i=200,PL32-0400-200S3,TUN | Installed | PM2.G6.DYC46/DR/GM | 1320 | 1320 | 2023-10-26 15:04
MGM000719 | FP-01-PM2-DRY-GRP7-DC47 | 10008628 | GR.MOTOR;0.40KW,i=200,GLS-32,TUNG LEE | Installed | PM2.G7.DYC47/DR/GM | 1321 | 1321 | 2023-10-26 15:04
MGM000720 | FP-01-PM2-DRY-GRP7-DC48 | 10008608 | GR.MOTOR;0.40KW,i=200,GLS-32,TUNG LEE | Installed | PM2.G7.DYC48/DR/GM | 1322 | 1322 | 2023-10-26 15:04
MGM000889 | FP-01-PM2-DRY-GRP7-DC49 |  | GR.MOTOR;0.4kW,i=200,PL32-0400-200S3,TUN | Installed | PM2.G7.DYC49/DR/GM | 1323 | 1323 | 2023-10-26 15:04
EMO000761 | FP-01-PM2-CAL-CAL1-QR01 |  | AC MOTOR;460V,68HZ,220KW,355A,3PHASE | Installed | PM2.C.QR/GB/M | 1324 | 1324 | 2023-10-26 15:04
EMO000762 | FP-01-PM2-DRY-GRP1 |  | AC MOTOR;460V,40HZ,110KW,180A,3PHASE | Installed | PM2.G1.GB/M | 1325 | 1325 | 2023-10-26 15:04
MGM000700 | FP-01-PM2-DRY-GRP1-DC09 |  | GR.MOTOR;0.40KW,i=200,GLS-32,TUNG LEE | Installed | PM2.G1.DYC9/DR/GM | 1326 | 1326 | 2023-10-26 15:04
EMO000763 | FP-01-PM2-DRY-GRP2 |  | AC MOTOR;460V,40HZ,110KW,180A,3PHASE | Installed | PM2.G2.GB/M | 1327 | 1327 | 2023-10-26 15:04
EMO000765 | FP-01-PM2-DRY-GRP4 |  | AC MOTOR;460V,40HZ,110KW,180A,3PHASE | Installed | PM2.G4.GB/M | 1328 | 1328 | 2023-10-26 15:04
EMO002853 | FP-01-PM2-DRY-GRP4-DC32 |  | AC MOTOR;380V,50Hz,0.4kW,4P,71M,B5 | Installed | PM2.G4.DYC32/DR/GM/M | 1329 | 1329 | 2023-10-26 15:05
EMO001024 | FP-01-PM2-DRY-GRP5 |  | AC MOTOR;460V,40HZ,75KW,124A,3PHASE | Installed | PM2.G5.GB/M | 1330 | 1330 | 2023-10-26 15:05
EMO000767 | FP-01-PM2-DRY-GRP6 |  | AC MOTOR;460V,60HZ,51KW,81A,3PHASE | Installed | PM2.G6.GB/M | 1331 | 1331 | 2023-10-26 15:05
EMO000768 | FP-01-PM2-DRY-GRP7 |  | AC MOTOR;460V,40HZ,150KW,240A,3PHASE | Installed | PM2.G7.GB/M | 1332 | 1332 | 2023-10-26 15:05
EMO000769 | FP-01-PM2-DRY-GRP8 |  | AC MOTOR;460V,40HZ,110KW,180A,3PHASE | Installed | PM2.G8.GB/M | 1333 | 1333 | 2023-10-26 15:05
EMO000770 | FP-01-PM2-DRY-GRP9 |  | AC MOTOR;460V,40HZ,75KW,124A,3PHASE | Installed | PM2.G9.GB/M | 1334 | 1334 | 2023-10-26 15:05
EMO003431 | FP-01-PM2-DRY-SZPR | 10010563 | MOTOR,225M/4,ASGEN,45KW,83A,4P | Installed | PM2.DRY.SZPR/M | 1335 | 1335 | 2023-10-26 15:05
EMO000771 | FP-01-PM2-DRY-SZPR-SPRB |  | AC MOTOR;460V,40HZ,75KW,124A,3PHASE | Installed | PM2.SP.BTR/GB/M | 1336 | 1336 | 2023-10-26 15:05
EMO000772 | FP-01-PM2-DRY-SZPR-SPRT |  | AC MOTOR;460V,40HZ,75KW,124A,3PHASE | Installed | PM2.SP.TR/GB/M | 1337 | 1337 | 2023-10-26 15:05
EMO003224 | FP-01-PM2-WET-BKWR-DR01 | 10023987 | MOTOR,RPM MTR1160,75KW,124 A,4P,460V | Installed | PM2.BKW.DR/GB/M | 1338 | 1338 | 2023-10-26 15:05
EMO001279 | FP-01-PM2-WET-PRS1-PUR1 | 10010522 | AC MOTOR;460V,60HZ,51KW,86A,3PHASE | Installed | PM2.P1.PUR/GB/M | 1339 | 1339 | 2023-10-26 15:05
EMO003802 | FP-01-PM2-WET-PRS2-PSRT | 10010866 | AC MOTOR;380V,50Hz,0.37kW,4P,90S,B5 | Installed | PM2.WET.PRS2/M.PSRT | 1340 | 1340 | 2023-10-26 15:05
MGM000930 | FP-01-PM2-WET-TPWR-HB02 | 10008628 | GR.MOTOR;0.37kW,i=200,PL32-0400-200S3,TU | Installed | EVENEROLL3 | 1341 | 1341 | 2023-10-26 15:05
MGM000781 | FP-01-PM2-WET-TPWR-HB02 | 10008628 | GR.MOTOR;0.37kW,i=200,PL32-0400-200S3,TU | Installed | EVENEROLL4 | 1342 | 1342 | 2023-10-26 15:05
EMO002460 | FP-01-PM2-PMA-CRN1-HST1 |  | Rewinder - Hoist 1 | Installed | PM2.CRANE DEMAG 15T/HST1/GB/M | 1343 | 1343 | 2023-10-26 15:05
EMO002461 | FP-01-PM2-PMA-CRN1-HST2 |  | Rewinder - Hoist 2 | Installed | PM2.CRANE DEMAG 15T/HST2/GB/M | 1344 | 1344 | 2023-10-26 15:05
MGM000190 | FP-01-PM2-PMA-CRN1-XTR1 |  | Rewinder- Cross Travel 1 | Installed | PM2.CRANE DEMAG X-TRAVEL 1/GM | 1345 | 1345 | 2023-10-26 15:05
MGM000191 | FP-01-PM2-PMA-CRN1-XTR2 | 10008467 | Rewinder- Cross Travel 2 | Installed | PM2.CRANE DEMAG X-TRAVEL 2/GM | 1346 | 1346 | 2023-10-26 15:05
MGM000192 | FP-01-PM2-PMA-CRN1-LTR1 |  | Rewinder- Long Travel 1 | Installed | PM2.CRANE DEMAG L-TRAVEL 1/GM | 1347 | 1347 | 2023-10-26 15:05
MGB000525 | FP-01-PM2-PMA-CRN1-LTR2 |  | Rewinder- Long Travel 2 | Installed | PM2.CRANE DEMAG L-TRAVEL 2/GM | 1348 | 1348 | 2023-10-26 15:05
EMO002462 | FP-01-PM2-PMA-CRN2-HST1 |  | PM2- CRN 2/Hoist 1/16T (Fast) | Installed | PM2.CRN2/HST1(16T)/M(FAST) | 1349 | 1349 | 2023-10-26 15:05
EMO002463 | FP-01-PM2-PMA-CRN2-HST2 |  | PM2- CRN 2/Hoist 2/32T (Fast) | Installed | PM2.CRN2/HST2(32T)/M(FAST) | 1350 | 1350 | 2023-10-26 15:05
EMO002464 | FP-01-PM2-PMA-CRN2-HST3 |  | PM2- CRN 2/Hoist 3/16T (Fast) | Installed | PM2.CRN2/HST3(16T)/M(FAST) | 1351 | 1351 | 2023-10-26 15:05
EMO003962 | FP-01-PM2-PMA-CRN2-LTR1 | 10010506 | PM2-CRN 2/Long Travel (North) | Installed | PM2.PMA.CRN2.LTR1/M | 1352 | 1352 | 2023-10-26 15:05
MGM000197 | FP-01-PM2-PMA-CRN2-LTR1 |  | PM2-CRN 2/Long Travel (Sourh) | Installed | PM2.CRANE DEMAG L-TRAVEL 1/GM | 1353 | 1353 | 2023-10-26 15:05
MGM000195 | FP-01-PM2-PMA-CRN2-XTR2 | 10010506 | PM2-CRN 2/Cross Travel (32T) | Installed | PM2.CRANE2 DEMAG X-TRAVEL 2/GM | 1354 | 1354 | 2023-10-26 15:05
MGM000194 | FP-01-PM2-PMA-CRN2-XTR1 |  | PM2-CRN 2/Cross Travel (Sourh) | Installed | PM2.CRANE2 DEMAG X-TRAVEL 1/GM | 1355 | 1355 | 2023-10-26 15:05
EMO002465 | FP-01-PM2-PMA-CRN3-HST1 | 10010936 | PM2- CRN 3/Hoist 1/10T | Installed | PM2.CRANE KONE 10T/HST1/GB/M | 1356 | 1356 | 2023-10-26 15:05
EMO002466 | FP-01-PM2-PMA-CRN3-HST2 | 10010936 | PM2- CRN 3/Hoist 2/16T | Installed | PM2.CRANE KONE 16T/HST2/GB/M | 1357 | 1357 | 2023-10-26 15:05
EMO002467 | FP-01-PM2-PMA-CRN3-HST3 | 10010936 | PM2- CRN 3/Hoist 3/10T | Installed | PM2.CRANE KONE 10T/HST3/GB/M | 1358 | 1358 | 2023-10-26 15:05
MGM000199 | FP-01-PM2-PMA-CRN3-XTR1 |  | PM2- CRN 3/Cross Travel 1 | Installed | PM2.CRN3.XTR1/GM(WEST) | 1359 | 1359 | 2023-10-26 15:05
MGM000200 | FP-01-PM2-PMA-CRN3-XTR2 |  | PM2- CRN 3/Cross Travel 2 | Installed | PM2.CRN3.XTR2/GM(WEST) | 1360 | 1360 | 2023-10-26 15:05
MGM000201 | FP-01-PM2-PMA-CRN3-XTR3 |  | PM2- CRN 3/Cross Travel 3 | Installed | PM2.CRN3.XTR3/GM(WEST) | 1361 | 1361 | 2023-10-26 15:05
MGM000202 | FP-01-PM2-PMA-CRN3-LTR1 | 10010878 | PM2- CRN 3/Long Travel 1 | Installed | PM2.CRANE KONE L-TRAVEL 1/GM | 1362 | 1362 | 2023-10-26 15:05
MGM000203 | FP-01-PM2-PMA-CRN3-LTR2 | 10010878 | PM2- CRN 3/Long Travel 2 | Installed | PM2.CRANE KONE L-TRAVEL 2/GM | 1363 | 1363 | 2023-10-26 15:05
EMO002468 | FP-01-PM2-PMA-CRN4-HST1 | 10010977 | PM2- CRN 4 Carnovali/Hoist 1/10T | Installed | PM2.CRN CARNOV 10T/HST1/GB/M | 1364 | 1364 | 2023-10-26 15:05
EMO002469 | FP-01-PM2-PMA-CRN4-HST2 |  | PM2- CRN 4 Carnovali/Hoist 2/10T | Installed | PM2.CRN CARNOV 10T/HST2/GB/M | 1365 | 1365 | 2023-10-26 15:05
EMO002470 | FP-01-PM2-PMA-CRN4-XTR1 |  | PM2- CRN 4 Carnovali/Cross Travel 1 | Installed | PM2.CRN CARNOV X TRAVEL 1/G/MB | 1366 | 1366 | 2023-10-26 15:05
EMO002471 | FP-01-PM2-PMA-CRN4-XTR2 |  | PM2- CRN 4 Carnovali/Cross Travel 2 | Installed | PM2.CRN CARNOV X TRAVEL 2/G/MB | 1367 | 1367 | 2023-10-26 15:05
EMO002472 | FP-01-PM2-PMA-CRN4-LTR1 |  | PM2- CRN 4 Carnovali/Long Travel 1 | Installed | PM2.CRN CARNOV LONG TRVL1/GB/M | 1368 | 1368 | 2023-10-26 15:05
EMO002473 | FP-01-PM2-PMA-CRN4-LTR2 |  | PM2- CRN 4 Carnovali/Long Travel 2 | Installed | PM2.CRN CARNOV LONG TRVL2/GB/M | 1369 | 1369 | 2023-10-26 15:05
MGM000204 | FP-01-PM2-PMA-CRN5-XTR1 |  | PM2- CRN 5 Gutter/Cross Travel 1 | Installed | PM2.CRANE GUTTER X-TRAVEL 1/GM | 1370 | 1370 | 2023-10-26 15:05
MGM000205 | FP-01-PM2-PMA-CRN5-LTR1 |  | PM2- CRN 5 Gutter/Long Travel 1 | Installed | PM2.CRANE GUTTER L-TRAVEL 1/GM | 1371 | 1371 | 2023-10-26 15:05
EMO003797 | FP-01-PM2-DRY-GRP3 |  | MOTOR | Installed | PM2.G3.TOP.ST/M | 1372 | 1372 | 2023-10-26 15:05
EMO003286 | FP-01-PM2-WET-TPWR-HB02 |  | AC MOTOR;380V,50Hz,0.75kW,4P,80M,B5 | Installed | EVENEROLL4/GM2/M2 | 1373 | 1373 | 2023-10-26 15:05
MGM000207 | FP-01-PM2-WRS-BTWR |  | GEARMOTOR | Installed | PM2.BTW.SW(0)/GM | 1374 | 1374 | 2023-10-26 15:05
MGM000216 | FP-01-PM2-WRS-TPWR |  | GEARMOTOR | Installed | PM2.WRS.TW/SW1(O)/GM | 1375 | 1375 | 2023-10-26 15:05
MGM000479 | FP-01-PM2-WRS-PRS1 |  | GEARMOTOR | Installed | PM2.P1.PUR.SW(O)/GM | 1376 | 1376 | 2023-10-26 15:05
MGM000478 | FP-01-PM2-WRS-TPWR |  | GEARMOTOR | Installed | PM2.WRS.TW/SW2(O)/GM | 1377 | 1377 | 2023-10-26 15:05
EMO002525 | FP-01-PM2-CUT-COR1 |  | MOTOR CORE CUTTER MACHINE 1 | Installed | CORE CUTTER MACHINE1/M | 1378 | 1378 | 2023-10-26 15:05
EMO002656 | FP-01-PM2-WET-PRS2-LIPR |  | MOTOR | Installed | PM2.HP.TCR1/LIPR/GB/M | 1379 | 1379 | 2023-10-26 15:05
EMO002657 | FP-01-PM2-WET-PRS2-SCR1 |  | MOTOR | Installed | PM2.HP.TCR1/SR1/GB/M | 1380 | 1380 | 2023-10-26 15:05
EMO000831 | FP-01-PM2-WET-PRS2-PSRT |  | MOTOR,4346A,RELIANCE,600HP,712A,460V | Installed | PM2.P2.TP(R)/M1 | 1381 | 1381 | 2023-10-26 15:05
EMO002474 | FP-01-PM2-PMA-CRN5-HST1 |  | MOTOR | Installed | PM2.CRANE GUTTER 5T/HST1/GB/M | 1382 | 1382 | 2023-10-26 15:05
EMO003351 | FP-01-PM2-WET-PRS1-PSRB |  | DC MOTOR;460V,150kW,240A | Installed | PM2.P1.BTR/GB/M | 1383 | 1383 | 2023-10-26 15:05
EMO001278 | FP-01-PM2-LUB-T118-P119 |  | AC MOTOR;380V,50Hz,2.2kW,4P,100L,B3 | Installed | PM2.LUB.GP2B/M | 1384 | 1384 | 2023-10-26 15:05
MGM000013 | FP-01-SP2-OCC-RJ04 |  | GEARMOTOR;0.37KW;1.21A;4P;380V;V | Installed | SP2.RJH.SNS (SPIRAC)/GM | 1385 | 1385 | 2023-10-26 15:05
EMO005167 | FP-01-SP2-EFF-T128-P151 |  | AC MOTOR;380V,50Hz,55kW,4P,250M,B3 | Installed | SP2.P-DP-1/M | 1386 | 1386 | 2023-10-26 15:05
EMO005172 | FP-01-PM2-PMA-CRN2-HST1 |  | PM2- CRN 2/Hoist 1/16T (Slow) | Installed | PM2.CRN2/HST1(16T)/M(SLOW) | 1387 | 1387 | 2023-10-26 15:05
EMO005173 | FP-01-PM2-PMA-CRN2-HST2 |  | PM2- CRN 2/Hoist 2/32T (Slow) | Installed | PM2.CRN2/HST2(32T)/M(SLOW) | 1388 | 1388 | 2023-10-26 15:05
EMO005174 | FP-01-PM2-PMA-CRN2-HST3 |  | PM2- CRN 2/Hoist 3/16T (Slow) | Installed | PM2.CRN2/HST3(16T)/M(SLOW) | 1389 | 1389 | 2023-10-26 15:05
MGM001058 | FP-01-PM2-PMA-CRN3-XTR1 |  | PM2- CRN 3 (KONE)/Cross Travel 1 | Installed | PM2.CRN3.XTR1/GM(EAST) | 1390 | 1390 | 2023-10-26 15:06
MGM001059 | FP-01-PM2-PMA-CRN3-XTR2 |  | PM2- CRN 3 (KONE)/Cross Travel 2 | Installed | PM2.CRN3.XTR2/GM(EAST) | 1391 | 1391 | 2023-10-26 15:06
MGM001060 | FP-01-PM2-PMA-CRN3-XTR3 |  | PM2- CRN 3 (KONE)/Cross Travel 3 | Installed | PM2.CRN3.XTR3/GM(EAST) | 1392 | 1392 | 2023-10-26 15:06
MGM000196 | FP-01-PM2-PMA-CRN2-XTR3 |  | PM2-CRN 2/Cross Travel (North) | Installed | PM2.CRANE DEMAG X- TRAVEL 3/GM | 1393 | 1393 | 2023-10-26 15:06
EMO005610 | FP-01-PM2-MCL-BL31 | 10041961 | AC MOTOR;380V,50Hz,37kW,2P,200L,V1 | Installed | PM2.MCL/VF1/M | 1398 | 1398 | 2023-10-26 15:06
EMO005611 | FP-01-PM2-MCL-BL32 | 10041961 | AC MOTOR;380V,50Hz,37kW,2P,200L,V1 | Installed | PM2.MCL/VF2/M | 1399 | 1399 | 2023-10-26 15:06
EMO005612 | FP-01-PM2-MCL-BL33 | 10041961 | AC MOTOR;380V,50Hz,37kW,2P,200L,V1 | Installed | PM2.MCL/VF3/M | 1400 | 1400 | 2023-10-26 15:06
EMO005606 | FP-01-PM2-MCL-P178 |  | AC MOTOR;380V,50Hz,37kW,4P,225S,B3 | Installed | PM2.RO/CLW/MCL/HP-P/M | 1401 | 1401 | 2023-10-26 15:06

## EMO_DETAILS
emo_detail | manufacture | serial_number | type | power_rate | power_unit | voltage | current_nominal | frequency | pole | rpm | bearing_de | bearing_nde | frame_type | shaft_diameter | phase_supply | cos_phi | efficiency | ip_rating | insulation_class | duty | connection_type | nipple_grease | greasing_type | greasing_qty_de | greasing_qty_nde | length | width | height | weight | cooling_fan | mounting
EMO000576 | ABB |  | MBT | 15 | kW | 380 | 30 | 50 | 4 | 1470 |  |  | 160L | 42 | 3 |  |  | 55 | F |  | Delta | Not Available |  |  |  | 254 | 254 | 160 |  | Internal | Horizontal
EMO000349 | ABB |  | MBT | 45 | kW | 380 | 88 | 50 | 4 | 1475 |  |  | 225M | 60 | 3 |  |  | 55 | F |  | Delta | Available |  |  |  | 286/311 | 356 | 225 |  | Internal | Horizontal
EMO000407 | TECO | 75B23000 | AEEBKB | 30 | kW | 380 | 57 | 50 | 4 | 1480 | 6312 | 6212 | 200LA | 55 | 3 |  |  | 55 | F |  | Delta | Available |  |  |  | 305 | 318 | 200 |  | Internal | Horizontal
EMO000436 | EBER HARD BAUER | 1895530 | SG335 | 0.11 | kW | 380 | 0.55 | 50 | 4 | 1390 |  |  |  |  | 3 |  |  |  | F |  |  | Not Available | [7 empty] | Internal | Vertical
EMO000435 | ABB | 3219691 | HXR | 75 | kW | 380 | 144 | 50 | 6 | 988 | 6316 | 6315 | 280M |  | 3 |  |  | 55 | F |  | Delta | Available | [5 empty] | 280 |  | Internal | Horizontal
EMO000438 | ABB | 3219690 | HXR | 75 | kW | 380 | 144 | 50 | 6 | 988 | 6316 | 6315 | 280M |  | 3 |  |  | 55 | F |  | Delta | Available | [5 empty] | 280 |  | Internal | Horizontal
EMO002909 | TECO | P9624252 | AEBB | 55 | kW | 380 | 108 | 50 | 6 | 970 | NU318 | 6316 | 280SC | 80 | 3 |  |  | 55 | F |  | Delta | Available |  |  |  | 368 | 457 | 280 |  | Internal | Horizontal
EMO000443 | TECO | K9500353-200 | AEEBAC | 3.7 | kW | 380 | 8.41 | 50 | 4 | 1440 | 6306 | 6306 | 112 | 28 | 3 |  |  | 55 | F |  | Start | Not Available |  |  |  | 140 | 190 | 112 |  | Internal | Horizontal
EMO000445 | ABB | 3180225 | HXR | 55 | kW | 380 | 112 | 50 | 8 | 740 | 6319 | 6316 | 315 |  | 3 |  |  | 55 | F |  | Delta | Available | [7 empty] | Internal | Horizontal
EMO000446 | ABB | 3180262 | HXR | 37 | kW | 380 | 71 | 50 | 6 | 984 | 6315 | 6313 | 250 |  | 3 |  |  | 55 | F |  | Delta | Available | [7 empty] | Internal | Horizontal
EMO000447 | Rotorni |  | XC | 30 | kW | 380 | 57 | 50 | 4 | 1465 |  |  | 200L |  | 3 |  |  | 55 | F |  | Delta | Available | [7 empty] | Internal | Vertical
EMO000382 | ABB |  | M2AA | 37 | kW | 380 | 71 | 50 | 4 | 1470 | 6313 | 6313 | 225 |  | 3 |  |  | 55 | F |  | Delta | Available | [7 empty] | Internal | Horizontal
EMO000452 | TECO | 7504760021 | AEEBKB | 75 | kW | 380 | 140 | 50 | 4 | 1475 | 6316 | 6213 |  |  | 3 |  |  | 55 | F |  | Delta | Available | [7 empty] | Internal | Horizontal
EMO000453 | ABB | 36B4182500 | M2BA | 22 | kW | 380 | 42 | 50 | 4 | 1470 | 6310 | 6310 | 180L |  | 3 | 0.87 |  | 55 | F |  | Delta | Not Available | [7 empty] | Internal | Horizontal
EMO000454 | LEROY SOMER | 16003743 | LS | 18.5 | kW | 380 | 37 | 50 | 4 | 1445 | 6310 | 6210 | 180 |  | 3 |  |  | 55 | F |  | Delta | Not Available | [7 empty] | Internal | Horizontal
EMO000455 | TECO | 9K60029 | AEEBKB | 15 | kW | 380 | 31.9 | 50 | 6 | 960 | 6311 | 6310 | 180L |  | 3 |  |  | 50 | F |  | Delta | Not Available | [7 empty] | Internal | Horizontal
EMO000456 | Huada | 597205011 | Y2 | 37 | kW | 380 | 69.9 | 50 | 4 | 1475 |  |  | 225S |  | 3 | 0.87 |  | 50 | F |  | Delta | Not Available | [7 empty] | Internal | Horizontal
EMO000458 | ABB | MK171008-AD | MBT | 30 | kW | 380 | 61 | 50 | 4 | 1475 |  |  | 200L |  | 3 |  |  | 55 | F |  | Delta | [8 empty] | Internal | Horizontal
EMO000459 | ABB | 00 405 | MBT | 15 | kW | 380 | 30 | 50 | 4 | 1450 | 6209 | 6209 | 160L | 42 | 3 |  |  | 55 | F |  | Delta | Not Available |  |  |  | 254 | 254 | 160 |  | Internal | Horizontal
EMO000460 | ABB |  | MBT | 15 | kW | 380 | 30 | 50 | 4 | 1470 |  |  |  |  | 3 |  |  | 55 | F |  | Start | Not Available | [7 empty] | Internal | Horizontal
EMO003501 | ABB | 3222176 | M2BA | 90 | kW | 380 | 169 | 50 | 6 | 989 | 6319 | 6316 | 315SMB |  | 3 |  |  | 55 | F |  | Delta | Available | [7 empty] | Internal | Horizontal
EMO000462 | ABB | 00 445 | MBT | 22 | kW | 380 | 44 | 50 | 4 | 1470 | 6211 | 6210 | 180L | 48 | 3 |  |  | 55 | F |  | Delta | Not Available |  |  |  | 241/279 | 279 | 180 |  | Internal | Horizontal
EMO002103 | ABB | 7474416 | MBV 280S | 75 | kW | 380 | 145 | 50 | 4 | 1480 |  |  | 280 |  | 3 | 0.85 |  | 54 | F |  | Delta | Available | [7 empty] | Internal | Horizontal
EMO000464 | ABB | 462 | MBT | 18.5 | kW | 380 | 39 | 50 | 4 | 1470 |  |  | 160L |  | 3 |  |  | 55 | F |  | Delta | Not Available | [7 empty] | Internal | Horizontal
EMO001060 | TECO |  | AEEB | 15 | kW | 380 | 29.4 | 50 | 4 | 1455 | 6309 | 6307 | 160M |  | 3 |  |  | 55 | F |  | Delta | Not Available | [7 empty] | Internal | Horizontal
EMO000467 | ABB | MK161005-AD | MBT | 15 | kW | 380 | 30 | 50 | 4 | 1460 |  |  | 160L |  | 3 |  |  | 55 | F |  | Delta | Not Available | [7 empty] | Internal | Horizontal
EMO000468 | TECO | MN60170-1 | AEEBWA | 22 | kW | 380 | 45.9 | 50 | 6 | 965 | 6312 | 6212 | 200L |  | 3 |  |  | 55 | F |  | Delta | Available | [7 empty] | Internal | Horizontal
EMO000469 | CGE | 273954062 | C225S | 37 | kW | 380 | 70 | 50 | 4 | 1470 |  |  | 225S |  | 3 |  |  | 55 | F |  | Delta | Available | [7 empty] | Internal | Horizontal
EMO000470 | TECO | 9060002 | AEEBAC | 55 | kW | 380 | 108 | 50 | 6 | 970 | NU218 | 6214 | 280SC |  | 3 |  |  | 55 | F |  | Delta | Available | [7 empty] | Internal | Horizontal
EMO000471 | ASGEN | 616357 | 280M | 55 | kW | 380 | 108 | 50 | 6 | 960 |  |  | 280SC |  | 3 |  |  | 55 | F |  | Delta | Available | [7 empty] | Internal | Horizontal
EMO000472 | XDJ | 911038 | C225S | 37 | kW | 380 | 70.4 | 50 | 4 | 1480 | 6313 | 6313 | 225 |  | 3 |  |  | 44 | B |  | Delta | Available | [7 empty] | Internal | Horizontal
EMO002949 | ABB | MK4281636-A | HXR | 45 | kW | 380 | 86 | 50 | 6 | 986 | 6316 | 6315 | 280S |  | 3 |  |  | 55 | F |  | Delta | Available | [7 empty] | Internal | Horizontal
EMO000474 | TECO | 9060003 | AEEBAC | 55 | kW | 380 | 108 | 50 | 6 | 970 | NU219 | 6213 | 280S |  | 3 |  |  | 55 | F |  | Delta | Available | [7 empty] | Internal | Horizontal
EMO000476 | ABB | 1701007-AP | MBT | 22 | kW | 380 | 44 | 50 | 4 | 1470 |  |  | 180L |  | 3 |  |  | 55 | F |  | Delta | Not Available | [7 empty] | Internal | Horizontal
EMO000545 | ROTOR-ni | 730494-3 | XF200L | 22 | kW | 380 | 44.5 | 50 | 6 | 970 |  |  | 200L |  | 3 |  |  | 55 | F |  | Delta | Available | [7 empty] | Internal | Horizontal
EMO000481 | TECO | K96068907 | AEEBCB | 37 | kW | 380 | 70.9 | 50 | 4 | 1455 | 6313 | 6213 | 225 |  | 3 |  |  | 54 | F | S1 | Delta | Available | [5 empty] | 225 |  | Internal | Horizontal
EMO000105 | ABB |  | MBT | 7.5 | kW | 380 | 16 | 50 | 4 | 1470 | 6208 | 6206 | 132M |  | 3 |  |  | 55 | F |  | Delta | Not Available | [7 empty] | Internal | Horizontal
EMO000487 | FUJI ELECTRIK | 1520911001415 | MLA | 7.5 | kW | 380 | 15 | 50 | 4 | 1460 | 6308 | 6209 | 150M |  | 3 |  |  | 44 | B |  | Delta | Not Available | [7 empty] | Internal | Horizontal
EMO003727 | ABB | 4439VM | HXA | 7.5 | kW | 380 | 16.3 | 50 | 4 | 1440 | 6308 | 6307 | 132 | 38 | 3 | 0.82 |  | 55 | F | S1 | Delta | Available | [7 empty] | Internal | Vertical
EMO000489 | BENLLERS |  | FC | 7.5 | kW | 380 | 16 | 50 | 4 | 1445 |  |  | 132M |  | 3 |  |  | 55 | F |  | Delta | Not Available | [7 empty] | Internal | Vertical
EMO000491 | MEZ | 2571911 | 4AP | 7.5 | kW | 380 | 15 | 50 | 4 | 1450 |  |  | 132M |  | 3 | 0.86 |  | 55 | F |  | Delta | Not Available | [7 empty] | Internal | Vertical
EMO000490 | BENLLERS | 9239453 | FC132M | 7.5 | kW | 380 | 16.3 | 50 | 4 | 1450 |  |  | 132M |  | 3 |  |  | 55 | F |  | Delta | Not Available | [7 empty] | Internal | Vertical
EMO003782 | BAUER |  | SG335 | 0.11 | kW | 380 | 0.55 | 50 | 4 | 1320 |  |  |  |  | 3 | 0.84 |  | 68 | F |  | Delta | Not Available | [7 empty] | Internal | Vertical
EMO003526 | TECO | E3152187092 | AEVF | 3.7 | kW | 380 | 8.03 | 50 | 4 | 1445 | 6306 | 6306 | 112M |  | 3 |  |  | 54 | F |  | Delta | Not Available | [7 empty] | Internal | Vertical
EMO000496 | TECO | M242001 | AEAF | 15 | kW | 380 | 29 | 50 | 4 | 1450 | 6313 | 6307 | 160L |  | 3 |  |  | 54 | F | S1 | Delta | Available | [5 empty] | 160 |  | Internal | Horizontal
EMO000495 | ABB | MK161004-MD | MBT | 11 | kW | 380 | 23 | 50 | 4 | 1455 |  |  | 160 M |  | 3 |  |  | 55 | F | S1 | Delta | Not Available | [5 empty] | 160 |  | Internal | Horizontal
EMO000497 | TECO | 1730380102 | AEVF | 3.7 | kW | 380 | 8.03 | 50 | 4 | 1445 | 6306 | 6306 |  |  | 3 |  |  | 54 | E |  | Delta | Not Available | [7 empty] | Internal | Vertical
EMO000499 | TECO | 1963110040 | AEVF | 7.5 | kW | 380 | 15 | 50 | 4 | 1450 | 6306 | 6309 | 132M |  | 3 |  |  | 54 | B | S1 | Delta | Not Available | [5 empty] | 132 |  | Internal | Vertical
EMO000570 | TECO | K040614 -2 | AEEB | 75 | kW | 380 | 143 | 50 | 6 | 975 | 6318 | 6316 | 280M |  | 3 |  |  | 55 | F |  | Delta | Available | [7 empty] | Internal | Horizontal
EMO000672 | ABB | 1010309 | M2BA | 15 | kW | 380 | 29.5 | 50 | 4 | 1460 | 6309 | 6309 | 160L |  | 3 |  |  | 55 | F |  | Delta | Not Available | [7 empty] | Internal | Horizontal
EMO000717 | ABB | 3334829 | M2BA | 200 | kW | 380 | 366 | 50 | 4 | 1480 | 6319 | 6316 | 315M |  | 3 | 0.87 |  | 55 | F | S1 |  | Available | [7 empty] | Internal | Horizontal
EMO000885 | ABB |  | M2BA | 30 | kW | 380 | 59 | 50 | 4 | 1475 |  |  | 200L |  | 3 |  |  | 55 | F |  | Delta | Available | [7 empty] | Internal | Horizontal
EMO000913 | TECO | K 050409 - 1 | AEEB | 22 | kW | 380 | 44.3 | 50 | 4 | 1470 |  | 6310 | 180L | 48 | 3 |  |  | 55 | F |  | Delta | Available |  |  |  | 279 | 279 | 180 |  | Internal | Horizontal
EMO000978 | TECO | 758347058 | AEEBKP | 55 | kW | 380 | 105 | 50 | 4 | 1470 | 6316 | 6213 | 250S |  | 3 |  |  | 55 | F |  | Delta | Available | [7 empty] | Internal | Horizontal
EMO003408 | ABB | MK 17 1008- AD | MBT | 30 | kW | 380 | 61 | 50 | 4 | 1475 |  |  | 200L |  | 3 |  |  | 55 | F |  | Delta | Not Available | [7 empty] | Internal | Horizontal
EMO002151 | ABB | 78641477 | MBV 280S | 75 | kW | 380 | 145 | 50 | 4 | 1480 |  |  | 280SC |  | 3 |  |  | 55 | F |  | Delta | Available | [7 empty] | Internal | Horizontal
EMO002450 | ABB | MK271013AD | MBV 280S | 75 | kW | 380 | 145 | 50 | 4 | 1480 |  |  | 280 |  | 3 |  |  | 55 | F |  | Delta | Available | [7 empty] | Internal | Horizontal
EMO002913 | TECO | 758347038 | AEEBKP | 55 | kW | 380 | 105 | 50 | 4 | 1470 | 6316 | 6213 | 250S |  | 3 |  |  | 55 | F |  | Delta | Available | [7 empty] | Internal | Horizontal
EMO003133 | LEROY SOMER |  | LS | 37 | kW | 380 | 74 | 50 | 4 | 1470 | 6313 | 6214 | 225S |  | 3 |  |  | 55 | F |  | Delta | Available | [7 empty] | Internal | Horizontal
EMO000520 | ABB | MK171011-AO | MBT | 55 | kW | 380 | 108 | 50 | 4 | 1480 |  |  | 250M |  | 3 |  |  | 55 | F |  | Delta | Available | [7 empty] | Internal | Vertical
EMO003580 | BAUER | 1895530 | SG335 | 0.11 | kW | 380 | 0.55 | 50 | 4 | 1320 |  |  |  |  | 3 | 0.84 |  | 68 | F |  | Delta | Not Available | [7 empty] | Internal | Vertical
EMO003632 | MARATHON | 3200003221.J | HJN1 | 22 | kW | 380 | 42.4 | 50 | 4 | 1470 |  |  | 180L |  | 3 |  |  | 55 | F |  | Delta | Available | [7 empty] | Internal | Horizontal
EMO003635 | MARATHON | 320003209102010 | HK | 45 | kW | 380 | 90.1 | 50 | 8 | 735 | NU317 | 6317 | 280 |  | 3 |  |  | 55 | F |  | Delta | Available | [7 empty] | Internal | Vertical
EMO003657 | MARATHON | 66744605j | HJN1 | 30 | kW | 380 | 57.7 | 50 | 4 | 1470 | 6312 | 6312 | 200L |  | 3 |  |  | 55 | F |  | Delta | Available | [7 empty] | Internal | Horizontal
EMO000412 | STROMBERG | 2041MP2 | HXUR | 11 | kW | 380 | 21.9 | 50 | 6 | 960 | 6309 | 6307 | 160 |  | 3 |  |  | 55 | F | S1 | Delta | Available | [7 empty] | Internal | Horizontal
EMO000085 | TECO | P9723112 | AEEBKA | 22 | kW | 380 | 46.9 | 50 | 6 | 970 | 6312 | 6212 | 200 |  | 3 |  |  | 55 | F |  | Delta | Available | [7 empty] | Internal | Horizontal
EMO000193 | ABB |  | qu | 4 | kW | 380 | 8.9 | 50 | 4 | 1430 |  |  | 112 |  | 3 |  |  | 55 | F |  | Delta | Not Available | [7 empty] | Internal | Horizontal
EMO000368 | TECO | 9j60020 | AEEBAC | 11 | kW | 380 | 23.7 | 50 | 6 | 965 | 6309 | 6307 | 160L |  | 3 |  |  | 55 | F |  | Delta | Not Available | [7 empty] | Internal | Horizontal
EMO000370 | ABB | 3180321-5368 | HXR | 55 | kW | 380 | 107 | 50 | 4 | 1475 | 6315 | 6313 | 250M |  | 3 | 0.84 |  | 55 | F |  | Delta | Available |  |  |  | 349 | 406 | 250 |  | Internal | Horizontal
EMO000372 | ABB | 3300840 | M2BA | 75 | kW | 380 | 140 | 50 | 4 | 1481 | 6316 | 6316 | 280S |  | 3 | 0.87 |  | 55 | F |  | Delta | Available |  |  |  | 368 | 457 | 280 |  | Internal | Horizontal
EMO000498 | YASKAWA | 175 | FELF-5 | 11 | kW | 380 | 22 | 50 | 4 | 1455 |  |  |  |  | 3 | [6 empty] | Not Available | [7 empty] | Internal | Vertical
EMO000376 | TECO | C 065669-1 | AEJH-VB001 | 250 | kW | 3000 | 62.9 | 50 | 8 | 740 | NU330 | 6322 | 400AC |  | 3 |  |  | 55 | F |  |  | Available | [7 empty] | Internal | Horizontal
EMO000377 | ABB | 00 664 | HXA | 4 | kW | 380 | 8.7 | 50 | 4 | 1425 | 6307 | 6206 | 112M |  | 3 | 0.83 |  | 55 | F |  |  | Not Available |  |  |  | 140 | 190 | 112 |  | Internal | Horizontal
EMO000378 | ABB | 00 665 | HXA | 4 | kW | 380 | 8.7 | 50 | 4 | 1425 | 6307 | 6206 | 112M |  | 3 | 0.83 |  | 55 | F |  |  | Not Available |  |  |  | 140 | 190 | 112 |  | Internal | Horizontal
EMO000380 | ABB | 00 667 | HXA | 4 | kW | 380 | 8.7 | 50 | 4 | 1425 | 6307 | 6206 | 112M |  | 3 | 0.83 |  | 55 | F |  |  | Not Available |  |  |  | 140 | 190 | 112 |  | Internal | Horizontal
EMO000381 | ABB | 00 668 | HXA | 4 | kW | 380 | 8.7 | 50 | 4 | 1425 | 6307 | 6206 | 112M |  | 3 | 0.83 |  | 55 | F |  |  | Not Available |  |  |  | 140 | 190 | 112 |  | Internal | Horizontal
EMO002850 | ABB | 00 215 | MBT | 37 | kW | 380 | 74 | 50 | 4 | 1475 | 6214 | 6214 | 225S |  | 3 |  |  | 55 | F |  |  | Available |  |  |  | 286/311 | 356 | 225 |  | Internal | Horizontal
EMO000383 | ABB | 3344509 | M2BA | 200 | kW | 380 | 370 | 50 | 6 | 991 | 6322 | 6319 | 355 | 100 | 3 | 0.86 |  | 55 | F |  | Delta | Available | [7 empty] | Internal | Vertical
EMO000384 | ABB |  | M2BA | 45 | kW | 380 | 86 | 50 | 4 | 1475 | 6313 | 6313 | 225S |  | 3 |  |  | 55 | F |  |  | Available | [7 empty] | Internal | Horizontal
EMO004242 | MARATHON | AK1519650i J | HJN1 | 45 | kW | 380 | 85.8 | 50 | 6 | 985 | nu317 | 6317 |  |  | 3 | 0.86 |  | 55 | F |  | Delta | Available | [7 empty] | Internal
EMO000051 | ABB |  | QU112M4AT | 4 | kW | 380 | 8.95 | 50 | 4 | 1430 | 6205 | 6205 | 112M |  | 3 |  |  | 55 | F |  |  | Not Available | [7 empty] | Internal | Horizontal
EMO004243 | MARATHON | AK15196601 J | HJN1 | 55 | kW | 380 | 103 | 50 | 4 | 1480 |  |  |  |  | 3 | 0.87
EMO000391 | ABB | 3180224 - 5887 | HXR | 55 | kW | 380 | 112 | 50 | 8 | 740 | 6319 | 6316 |  |  | 3 | 0.81 |  | 55 | F | S1 | Delta | [8 empty] | Internal | Vertical
EMO000392 | ABB | 31833561 - 7915 RM | HXR | 37 | kW | 380 | 71 | 50 | 6 | 984 | 6315 | 6313 |  |  | 3 | 0.85 |  | 55 | F | S1 | Delta | Available | [7 empty] | Internal | Vertical
EMO000393 | ABB | 318440 - 5988 RM | HXR | 30 | kW | 380 | 61 | 50 | 6 | 985 | 6313 | 6312 |  |  | 3 |  |  | 55 | F | S1 | Delta | Available | [7 empty] | Internal | Vertical
EMO000400 | TECO | 9K50001 | AEEBAC | 15 | kW | 380 | 31.5 | 50 | 6 | 965 | 6311 | 6310 | 180L |  | 3 |  |  | 55 | F |  | Delta | Not Available | [7 empty] | Internal | Horizontal
EMO000402 | ABB | 9K60017 | AEEBAC | 15 | kW | 380 | 15 | 50 | 6 | 960 | 6311 | 6310 | 180 |  | 3 |  |  | 50 | F |  | Delta | Not Available | [7 empty] | Internal | Horizontal
EMO000404 | ABB | MK171005 | MBT | 15 | kW | 380 | 30 | 50 | 4 | 1470 |  |  | 160 |  | 3 | 0.79 |  | 50 | F |  | Delta | Not Available | [7 empty] | Internal | Horizontal
EMO000726 | ABB |  | MBT | 15 | kW | 380 | 30 | 50 | 4 | 1470 |  |  | 160 |  | 3 | 0.83 |  | 50 | F |  | Delta | Not Available | [7 empty] | Internal | Horizontal
EMO000408 | ABB | MK171008AD | MBT | 30 | kW | 380 | 61 | 50 | 4 | 1475 |  |  | 200L |  | 3 |  |  | 55 | F |  | Delta | Not Available | [7 empty] | Internal | Horizontal
EMO000409 | HUADA | 5866103011 | Y2 | 22 | kW | 380 | 42 | 50 | 4 | 1470 |  |  | 180L |  | 3 | 0.85 |  | 55 | F |  | Delta | [8 empty] | Internal | Horizontal
EMO000485 | ABB |  | MBT | 15 | kW | 380 | 30 | 50 | 4 | 1460 | 6209 | 6209 | 160L |  | 3 |  |  | 55 | F |  | Delta | Not Available |  |  |  | 210/254 | 254 | 160 |  | Internal | Horizontal
EMO000413 | ABB | MK171011 | MBT | 55 | kW | 380 | 108 | 50 | 4 | 1480 |  |  | 225S |  | 3 |  |  | 55 | F |  | Delta | Available | [7 empty] | Internal | Horizontal
EMO000731 | TATUNG | 1540608 | FBFC | 11 | kW | 380 | 22 | 50 | 4 | 1445 |  |  | 160M | 42 | 3 |  |  | 55 | F |  |  | Not Available |  |  |  | 210 | 254 | 160 |  | Internal | Horizontal
EMO000416 | ABB | MK 17 1008- AD | MBT | 30 | kW | 380 | 61 | 50 | 4 | 1475 | 6213 | 6211 | 200LA | 55 | 3 |  |  | 55 | F |  | Delta | Not Available |  |  |  | 305 | 318 | 200 |  | Internal | Horizontal
EMO000417 | ABB | MK 17 1009- AD | MBT | 37 | kW | 380 | 74 | 50 | 4 | 1480 | 6214 | 6214 | 225SM | 60 | 3 |  |  | 55 | F |  | Delta | Available |  |  |  | 286/311 | 356 | 225 |  | Internal | Horizontal
EMO003417 | CGE | 3369975 | C132M | 7.5 | kW | 380 | 15 | 50 | 4 | 1470 |  |  | 132M |  | 3 |  |  | 55 | F |  | Delta | Not Available |  |  |  | 178 | 216 | 132 |  | Internal | Horizontal
EMO001684 | ABB |  | MBT | 45 | kW | 380 | 86 | 50 | 4 | 1473 |  |  | 225 |  | 3 |  |  | 55 | F | S1 | Delta | Available | [7 empty] | Internal | Horizontal
EMO004978 | ASEA | 406-B012 | M 200 L | 30 | kW | 380 | 61 | 50 | 4 | 1470 |  |  | 200L |  | 3 |  |  | 55 | F | S1 | Delta | Available | [7 empty] | Internal | Horizontal
EMO003478 | SIEMENS | 647161 | IGH9174 | 30 | kW | 400 | 76 | 50 | 4 | 1475 | NU311 | 6309 | 200L |  | 3 |  |  |  | B | S1 |  | Available | [8 empty] | Horizontal
EMO000423 | ABB | MK171006 | MBT | 18.5 | kW | 380 | 39 | 50 | 4 | 1475 |  |  | 180 |  | 3 | 0.79 |  | 55 | F |  | Delta | Not Available | [7 empty] | Internal | Horizontal
EMO000755 | ABB | 7864201 | MBV 280S | 75 | kW | 380 | 145 | 50 | 4 | 1481 |  |  | 280S |  | 3 |  |  | 55 | F |  | Delta | Available
EMO000430 | ABB | 4439VM | HXA | 7.5 | kW | 380 | 16.3 | 50 | 4 | 1440 |  |  | 132SMD | 38 | 3 |  |  | 55 | F |  | Delta | Not Available | [7 empty] | Internal | Vertical
EMO000429 | CGE | 902468 | K | 7.5 | HP | 380 | 12.6 | 50 | 4 | 1465 |  |  | 160 |  | 3 | [5 empty] | Delta | Not Available |  |  |  | 210 | 254 | 160 |  | Internal | Horizontal
EMO002130 | STROMBERG |  | HXUR | 7.5 | kW | 380 | 12 | 50 | 4 | 1440 | 6308 | 6307 | 132 | 38 | 3 |  |  |  |  | S1 |  | Not Available | [7 empty] | Internal | Vertical
EMO003129 | SEW | 00 148 | SSG2WD71C4 | 0.55 | kW | 380 | 1.1 | 50 | 4 | 1460 |  |  |  |  | 3 | [6 empty] | Not Available | [7 empty] | Internal | Vertical
EMO001676 | STROMBERG |  | HXUR | 7.5 | kW | 380 | 12 | 50 | 4 | 1440 | 6308 | 6307 | 132 | 38 | 3 |  |  |  |  | S1 |  | Not Available | [7 empty] | Internal | Vertical
EMO000997 | ABB | 00 266 | MBT | 15 | kW | 380 | 30 | 50 | 4 | 1460 | 6209 | 6209 | 160L | 42 | 3 |  |  | 55 | F |  | Delta | Not Available |  |  |  | 210/254 | 254 | 160 |  | Internal | Horizontal
EMO001616 | ABB |  | M3BP | 30 | kW | 380 | 58 | 50 | 4 | 1475 |  |  | 200ML | 55 | 3 |  |  | 55 | F |  | Delta | Available | [7 empty] | Internal | Horizontal
EMO000341 | TECO |  | AEEB | 15 | kW | 380 | 30 | 50 | 4 | 1450 | 6309 | 6307 | 160L |  | 3 |  |  | 55 | F |  |  | Not Available | [7 empty] | Internal | Horizontal
EMO002140 | TECO | MN301187 | AEEBAC | 55 | kW | 380 | 105 | 50 | 4 | 1470 | NU216 | 6213 | 250SC | 70 | 3 |  |  | 55 | F |  | Delta | Available |  |  |  | 311 | 406 | 250 |  | Internal | Horizontal
EMO000758 | ASEA | 00 500 | M200L | 30 | kW | 380 | 59 | 50 | 4 | 1460 | 6312 | 6310 | 200ML | 55 | 3 | [12 empty] | 200 |  | Internal | Horizontal
EMO000103 | ABB | 00 673 | MBT | 15 | kW | 380 | 30 | 50 | 4 | 1460 | 6209 | 6209 | 160L | 42 | 3 |  |  | 55 | F |  | Delta | Not Available |  |  |  | 210/254 | 254 | 160 |  | Internal | Horizontal
EMO000411 | ABB | 00 236 | MBT | 15 | kW | 380 | 30 | 50 | 4 | 1460 | 6209 | 6209 | 160L |  | 3 |  |  | 55 | F |  |  | Not Available | [7 empty] | Internal | Horizontal
EMO000523 | ABB | 00 353 | MBT | 22 | kW | 380 | 44 | 50 | 4 | 1475 | 6211 | 6210 |  |  | 3 |  |  | 55 | F |  | Delta | Not Available | [5 empty] | 180L |  | Internal | Horizontal
EMO001666 | TECO | 6507420080 | AEEBKB | 22 | kW | 380 | 44.3 | 50 | 4 | 1455 | 6311 | 6310 | 180L | 48 | 3 |  |  | 55 | F |  | Delta | Not Available |  |  |  | 279 | 279 | 180 |  | Internal | Horizontal
EMO001814 | TECO |  | AEEF | 3.7 | kW | 380 | 9 | 50 | 8 | 710 | 6309 | 6307 |  |  | 3 |  |  | 55 | F |  | Delta | Not Available | [7 empty] | Internal | Horizontal
EMO002169 | TECO |  | AEEBKB | 15 | kW | 380 | 30.7 | 50 | 6 | 965 | 6311 | 6310 | 180L |  | 3 |  |  | 54 | F | S1 | Delta | Not Available | [7 empty] | Internal | Horizontal
EMO000747 | TECO | 9560035 | AEEBK | 11 | kW | 380 | 23.7 | 50 | 6 | 980 | 6311 | 6310 | 160L |  | 3 |  |  | 55 | F | S1 | Delta | Not Available | [7 empty] | Internal | Horizontal
EMO003914 | ABB |  | MBT | 7.5 | kW | 380 | 16 | 50 | 4 | 1400 | 6208 | 6206 | 132M |  | 3 |  |  | 55 | F |  |  | Not Available | [7 empty] | Internal | Horizontal
EMO002709 | TECO | 9K60017 | AEEBAC | 15 | kW | 380 | 31.9 | 50 | 6 | 960 | 6311 | 6310 | 180L |  | 3 |  |  | 55 | F |  | Delta | Not Available | [7 empty] | Internal | Horizontal
EMO003148 | TEC0 | P9540403 | AEEBPA | 75 | kW | 380 | 140 | 50 | 4 | 1475 | NU216 | 6213 | 250M | 70 | 3 |  |  | 55 | F |  | Delta | Available | [7 empty] | Internal | Horizontal
EMO002119 | TECO |  | AEEB | 22 | kW | 380 | 45.9 | 50 | 6 | 965 |  |  | 200L | 55 | 3 |  |  | 55 | F |  | Start | Available |  |  |  | 305 | 318 | 200 |  | Internal | Horizontal
EMO000036 | ABB |  | M3BP | 132 | kW | 380 | 242 | 50 | 4 | 1486 | 6319 | 6316 | 315 |  | 3 | 0.87 |  | 55 | F |  | Delta | Available | [7 empty] | Internal | Horizontal
EMO000486 | TECO | H210854051 | AEEBKB | 30 | kW | 380 | 57 | 50 | 4 | 1460 | 6312 | 6212 | 200L |  | 3 |  |  | 55 | F |  | Delta | Available | [7 empty] | Internal | Horizontal
EMO000414 | TEC0 | P9543281 | AEEBPA | 22 | kW | 380 | 44.9 | 50 | 4 | 1460 | 6311 | 6310 | 180L |  | 3 |  |  | 55 | F | S1 | Delta | Available |  |  |  | 241/279 | 279 | 180 |  | Internal | Horizontal
EMO000502 | TECO | D2B126-3 | AEAT | 500 | kW | 3000 | 114 | 50 | 4 | 1480 | NU220 | 6320 | 430A |  | 3 |  |  | 55 | F |  |  | Available | [7 empty] | Internal | Horizontal
EMO000513 | GE | 7B8359991 | K | 600 | HP | 3000 | 120 | 50 | 12 | 490 |  |  |  |  | 3 | [6 empty] | Available | [7 empty] | External | Horizontal
EMO004255 | Marathon | IK15197201j | HJN1 | 45 | kW | 380 | 85.8 | 50 | 6 | 985 | 6317 | 6317 | 280S |  | 3 | 0.86 |  | 55 | F | S1 | Delta | Available |  |  |  | 368 | 457 | 280 |  | Internal | Horizontal
EMO003799 | ABB | 3301269 | M2BA | 75 | kW | 380 | 146 | 50 | 8 | 739 |  |  | 315SM | 80 | 3 | 0.83 |  | 55 | F | S1 | Delta | Available |  |  |  | 419/457 | 508 | 315 |  | Internal | Horizontal
EMO000516 | ABB | 3193559-0370SM | HXR | 110 | kW | 380 | 216 | 50 | 8 | 740 | 6319 | 6316 | 315L |  | 3 | 0.82 |  | 55 | F |  | Delta | Available | [7 empty] | Internal | Vertical
EMO004249 | Marathon | IK15196901 j | HJN1 | 55 | kW | 380 | 113 | 50 | 8 | 740 | NU319 | 6319 | 315S |  | 3 | 0.81 | 91.0 | 55 | F | S1 | Delta | Available | [7 empty] | Internal | Horizontal
EMO003656 | TECO | 9106809003 | AEEBKB | 75 | kW | 380 | 145 | 50 | 8 | 727 | NU320 | 6316 | 315SC |  | 3 |  |  | 55 | F |  | Delta | Available |  |  |  | 419 | 508 | 315 |  | Internal | Horizontal
EMO004248 | MARATHON | AK-15196804 | HJN1 | 22 | kW | 380 | 42.4 | 50 | 4 | 1450 |  |  | 180L |  | 3 |  |  | 55 | F | S1 | Delta | Available |  |  |  | 279 | 279 | 180 |  | Internal | Horizontal
EMO003664 | HUADA |  | Y2 | 75 | kW | 380 | 152 | 50 | 8 | 740 |  |  | 315M |  | 3 | 0.82 |  | 55 | F | S1 | Delta | Available | [5 empty] | 315 |  | Internal | Horizontal
EMO000094 | ABB |  | MBT | 22 | kW | 380 | 43 | 50 | 4 | 1460 |  |  | 180L | 0.83 | 3 | 0.85 |  |  |  |  | Delta | Not Available | [5 empty] | 180 |  | Internal | Horizontal
EMO000529 | TECO | P9543282 | AEEBPA | 22 | kW | 380 | 44.3 | 50 | 4 | 1455 | 6311 | 6310 | 180L |  | 3 |  |  | 55 | F |  | Delta | Available | [7 empty] | Internal | Horizontal
EMO002697 | ABB |  | M2AA | 75 | kW | 380 | 139 | 50 | 4 | 1470 | 6315 | 6213 | 250 |  | 3 |  |  | 55 | F |  | Delta | Available | [7 empty] | Internal | Horizontal
EMO002710 | TECO |  | AEEBPA | 75 | kW | 380 | 142 | 50 | 4 | 1475 | NU216 | 6213 | 250M |  | 3 |  |  | 55 | F |  | Delta | Available | [7 empty] | Internal | Horizontal
EMO000535 | ABB | MK171007 | MBT | 22 | kW | 380 | 44 | 50 | 4 | 1475 |  |  | 180L |  | 3 | 0.84 |  | 55 | F |  | Delta | Not Available | [7 empty] | Internal | Horizontal
EMO000285 | ROTOR-ni | 7904779 | XF200L | 30 | kW | 380 | 59 | 50 | 4 | 1465 |  |  | 200L |  | 3 | [6 empty] | Available | [7 empty] | Internal | Horizontal
EMO005630 | SIEMENS | LMH-2208/800028610777/005 | 1LE0003-2DB03-3AA4 | 75 | kW | 380 | 139 | 50 | 4 | 1482 | 6317 | 6317 |  |  | 3 |  |  | 55 | F |  | Delta | Available | [7 empty] | Internal | Horizontal
EMO000544 | MEZ PRENSTAT | 2351804 | F160L | 15 | kW | 380 | 30 | 50 | 4 | 1455 |  |  | 160L |  | 3 | [5 empty] | Delta | Available | [7 empty] | Internal | Horizontal
EMO000080 | Rotorni |  | XF | 22 | kW | 380 | 44.9 | 50 | 6 | 970 |  |  | 200 |  | 3 |  |  | 54 | F |  | Delta | Available | [7 empty] | Internal | Horizontal
EMO003577 | ASEA |  | M225M6 | 30 | kW | 380 | 60 | 50 | 6 | 970 |  |  | 225MC |  | 3 | 0.83 |  |  | E |  | Delta | Available | [7 empty] | Internal | Horizontal
EMO002980 | SEW |  | R80V | 0.55 | kW | 380 | 1.1 | 50 | 4 | 1400 |  |  | 80V |  | 3 | [6 empty] | Not Available | [7 empty] | Internal | Vertical
EMO003317 | TECO | 004 E 010 | AEVBAC | 37 | kW | 380 | 70.9 | 50 | 4 | 1465 |  |  | 225SM |  | 3 |  |  |  | F |  | Delta | [8 empty] | Internal | Vertical
EMO003308 | TECO |  | AEEB | 10 | HP | 380 |  | 50 | 6 | 965 |  |  |  |  | 3 | [14 empty] | Internal | Horizontal
EMO003103 | TECO | 1579000576274 | [5 empty] | 50 | [6 empty] | 3
EMO003993 | MARATHON | AK 15192201 j | HJN1 | 15 | kW | 380 | 30 | 50 | 4 | 1455 |  |  | 160L | 42 | 3 | 0.85 |  |  | F | S1 | Delta | Available |  |  |  | 254 | 254 | 160 |  | Internal | Horizontal
EMO003441 | ELECTROMO | 131474 | YX3-200L-4 | 30 | kW | 380 | 58 | 50 | 4 | 1480 |  |  | 200L | 55 | 3 | 0.91 | [9 empty] | 305 | 318 | 200 |  | Internal | Horizontal
EMO000556 | joddar |  | C200L | 30 | kW | 380 | 58 | 50 | 4 | 1465 |  |  | 200L | 55 | 3 | 0.91 | [9 empty] | 305 | 318 | 200 |  | Internal | Horizontal
EMO000515 | TECO | 036145 | AEEBVB | 110 | kW | 380 | 210 | 50 | 6 | 615 | NU320 | 6316 | 315 |  | 3 |  |  | 55 | F |  | Delta | Available | [7 empty] | Internal | Horizontal
EMO000775 | ABB | 32329066265 | M2BA | 110 | kW | 380 | 200 | 50 | 4 | 1486 | 6319 | 6316 | 315 |  | 3 | 0.85 |  | 55 | F |  | Delta | Available | [7 empty] | Internal | Horizontal
EMO001061 | TECO | 7507300017 | AEEBKB | 45 | kW | 380 | 93 | 50 | 4 | 1465 | 6313 | 6213 | 225MC |  | 3 |  |  | 55 | F |  | Delta | Available | [7 empty] | Internal | Horizontal
EMO001586 | ABB | 3232949 | M2BA | 200 | kW | 380 | 366 | 50 | 4 | 1485 | 6319 | 6319 | 315ML |  | 3 | 0.87 |  | 55 | F |  | Delta | Available | [7 empty] | Internal | Horizontal
EMO002104 | ABB | MK171007 | MBT | 22 | kW | 380 | 44 | 50 | 4 | 1475 |  |  | 180L |  | 3 |  |  | 55 | F |  | Delta | Not Available | [7 empty] | Internal | Horizontal
EMO000971 | TECO | P9527375 | AEEBPA | 55 | kW | 380 | 105 | 50 | 4 | 1470 | NU216 | 6213 | 250SC |  | 3 |  |  | 55 | F |  | Delta | Available | [7 empty] | Internal | Horizontal
EMO004029 | MARATHON | AK 151947011 | HJN1 | 30 | kW | 380 | 57.4 | 50 | 4 | 1475 |  |  | 200L |  | 3 |  |  | 55 | F |  | Delta | Not Available |  |  |  | 305 | 318 | 200 |  | Internal | Horizontal
EMO003890 | ABB |  | M3AA | 75 | kW | 380 | 142 | 50 | 4 | 1475 | 6315 | 6313 | 250M |  | 3 | 0.85 |  | 55 | F |  | Delta | Available | [7 empty] | Internal | Horizontal
EMO000613 | ABB |  |  | 11 | kW | 380 | 23 | 50 | 4 | 1455 | 6309 | 6307 | 160M |  | 3 |  |  | 55 | F |  | Delta | Available | [7 empty] | Internal | Horizontal
EMO000403 | TECO | OK6H011 | AEEBAC | 15 | kW | 380 | 31.9 | 50 | 6 | 965 | 6311 | 6310 | 180L |  | 3 |  |  | 54 | F |  | Delta | Not Available | [7 empty] | Internal | Horizontal
EMO002081 | TECO | MN301184 | AEEBAC | 55 | kW | 380 | 105 | 50 | 4 | 1470 | NU216 | 6213 | 250SC |  | 3 |  |  | 54 | F |  | Delta | Available | [7 empty] | Internal | Horizontal
EMO000524 | ABB | MK271013-AB | MBV | 75 | kW | 380 | 145 | 50 | 4 | 1480 |  |  | 280SC |  | 3 | 0.85 |  | 55 | F | S1 | Delta | Available | [7 empty] | Internal | Horizontal
EMO003141 | HWADA | IE020460103 j | Y2 | 250 | kW | 3000 | 60.7 | 50 | 4 | 1485 | 6322 | 6322 |  |  | 3 | 0.84 |  | 55 | F | S1 |  | Available | [7 empty] | Internal
EMO003155 | RELIANCE | 01UBZ54526 | P | 22 | kW | 380 | 46.5 | 50 | 4 | 1470 |  |  | 180L | 48 | 3 |  |  |  | F |  |  | Available |  |  |  | 241/279 | 279 | 180 |  | Internal | Horizontal
EMO002090 | ASBEN |  |  | 22 | kW | 380 | 40 | 50 | 4 | 1450 |  |  | 180L | 48 | 3 |  |  | 55 | F | S1 | Delta | Available |  |  |  | 279 | 279 | 180 |  | Internal | Horizontal
EMO000484 | ABB |  | QU | 7.5 | kW | 380 | 16 | 50 | 4 | 1440 |  |  | 132M | 38 | 3 |  |  | 55 | F |  |  | Not Available |  |  |  | 178 | 216 | 132 |  | Internal | Horizontal
EMO003604 | MASTER | 642058 -KM | PB | 1.5/2.2 | kW | 380 | 3.5/5.1 | 50 | 4/16 | 1460 /230 |  |  |  |  | 3 | 0.86 | [5 empty] | Not Available | [7 empty] | External | Vertical
EMO004260 | MARATHON | AK 15197607 | HJN1 | 75 | kW | 380 | 141 | 50 | 6 | 985 | NU319 | 6319 | 315S |  | 3 |  |  | 55 | F | S1 | Delta | Available | [5 empty] | 315 |  | Internal | Horizontal
EMO002108 | ABB | 3253211 | M2BA | 45 | kW | 380 | 86 | 50 | 4 | 1477 | 6313 | 6313 | 225SM |  | 3 | 0.85 |  | 55 | F |  | Delta | Available | [7 empty] | Internal | Horizontal
EMO000363 | TECO | 9527341 | AEEBPA | 30 | kW | 380 | 57 | 50 | 4 | 1460 | 6312 | 6212 | 200L |  | 3 |  |  | 55 | F |  | Delta | Available | [7 empty] | Internal | Horizontal
EMO000475 | ABB | 00 440 | MBT | 15 | kW | 380 | 30 | 50 | 4 | 1490 | 6209 | 6209 | 160L |  | 3 |  |  | 55 | F |  | Delta | Not Available |  |  |  | 210/254 | 254 | 160 |  | Internal | Horizontal
EMO000565 | ASGEN | 53815 | P.400A8M | 220 | kW | 3000 | 56 | 50 | 8 | 740 |  |  | 400 |  | 3 | [12 empty] | 400 |  | External | Horizontal
EMO000566 | TECO |  | AEEB | 55 | kW | 380 | 105 | 50 | 4 | 1470 | NU216 | 6213 | 250SC |  | 3 |  |  | 55 | F |  | Delta | Available |  |  |  | 311 | 406 | 250 |  | Internal | Horizontal
EMO000569 | ABB | 3193554-0368 SM | HXR | 75 | kW | 380 | 152 | 50 | 8 | 740 | 6319 | 6316 | 315M |  | 3 | 0.81 |  | 55 | F |  | Delta | Available | [7 empty] | Internal | Vertical
EMO000395 | ROTOR-NI | 7304785 | XF200L | 30 | kW | 380 | 59 | 50 | 4 | 1465 | 6312 | 6211 | 200L |  | 3 |  |  | 55 | F |  | Delta | Available | [5 empty] | 200 |  | Internal | Horizontal
EMO000578 | ABB | 3217199 - 8261VM | HXR | 132 | kW | 380 | 252 | 50 | 4 | 1485 | 6319 | 6316 | 315SB |  | 3 | 0.85 |  | 55 | F |  | Delta | Available | [5 empty] | 315 |  | Internal | Horizontal
EMO000582 | ABB | 3259215-1006WM | M2BA | 45 | kW | 380 | 86 | 50 | 4 | 1477 | 6313 | 6313 | 225SM | 60 | 3 | 0.85 |  |  | F |  | Delta | Available |  |  |  | 282/311 | 356 | 225 |  | Internal | Horizontal
EMO000584 | ABB | 00 142 | MBT | 11 | kW | 380 | 23 | 50 | 4 | 1455 | 6209 | 6209 | 160M | 42 | 3 |  |  | 55 | F |  | Delta | Not Available |  |  |  | 210/254 | 254 | 160 |  | Internal | Horizontal
EMO002486 | ABB | MK161004-AD | MBT | 11 | kW | 380 | 23 | 50 | 4 | 1455 | 6209 | 6209 | 160M | 42 | 3 | 0.81 |  | 55 | F |  | Delta | Not Available |  |  |  | 210/254 | 254 | 160 |  | Internal | Horizontal
EMO000586 | ABB | 00 283 | MBT | 22 | kW | 380 | 44 | 50 | 4 | 1475 | 6211 | 6210 | 180L | 48 | 3 | 0.81 |  | 55 | F |  | Delta | Not Available |  |  |  | 241/279 | 279 | 180 |  | Internal | Horizontal
EMO000589 | TECO | P 9538171 | AEEBPA | 18.5 | kW | 380 | 39.9 | 50 | 6 | 970 | 6312 | 6212 | 200L | 55 | 3 |  |  | 55 | F |  | Delta | Available |  |  |  | 305 | 318 | 200 |  | Internal | Horizontal
EMO000590 | TECO | P9729111 | AEEB | 22 | kW | 380 | 46.4 | 50 | 6 | 970 | 6312 | 6212 | 200L | 55 | 3 |  |  | 55 | F |  | Delta | Available |  |  |  | 305 | 318 | 200 |  | Internal | Horizontal
EMO000595 | TECO |  | AEEBKB | 45 | kW | 380 | 93 | 50 | 4 | 1465 | 6313 | 6213 | 225MC |  | 3 |  |  | 55 | F | S1 | Delta | Available | [7 empty] | Internal | Horizontal
EMO000596 | CGE | 1902467 | K | 7.5 | HP | 380 | 12.6 | 50 | 4 | 1450 |  |  |  |  | 3 | [6 empty] | Available | [7 empty] | Internal | Horizontal
EMO000605 | ABB | MK1710009 | MBT | 37 | kW | 380 | 74 | 50 | 4 | 1470 |  |  | 225 |  | 3 | 0.81 |  | 55 | F |  | Delta | Available | [7 empty] | Internal | Horizontal
EMO001425 | HUADA |  | Y2 | 37 | kW | 380 | 72 | 50 | 4 | 1475 |  |  |  |  | 3 |  |  | 55 | F | S1 | Delta | Not Available | [7 empty] | Internal | Horizontal
EMO000501 | TECO | 0j6K056 | AEVBAC | 11 | kW | 380 | 23.7 | 50 | 6 | 965 |  |  | 160L |  | 3 |  |  | 55 | F |  | Delta | Not Available | [7 empty] | Internal | Vertical
EMO002068 | ABB | 328138155J | M2BA | 37 | kW | 380 | 71 | 50 | 4 | 1477 | 6313 | 6313 | 225 |  | 3 | 0.85 |  | 55 | F |  | Delta | Not Available | [7 empty] | Internal | Horizontal
EMO002676 | TECO | 7507420040 | AEEBKB | 22 | kW | 380 | 44.3 | 50 | 4 | 1455 | 6311 | 6310 | 180 |  | 3 |  |  | 55 | F |  | Delta | Available | [7 empty] | Internal | Horizontal
EMO002777 | TECO | 7061713011 | AEEBKB | 45 | kW | 380 | 93 | 50 | 4 | 1465 | 6313 | 6213 | 225MC | 60 | 3 |  |  | 55 | F |  | Delta | Available |  |  |  | 311 | 356 | 225 |  | Internal | Horizontal
EMO000553 | TECO |  | AEAFAC | 37 | kW | 380 | 70.9 | 50 | 4 | 1455 |  |  |  |  | 3 |  |  | 55 | F | S1 | Delta | Available | [7 empty] | Internal | Vertical
EMO002898 | TECO | 75C7200031 | AEEBKB | 45 | kW | 380 | 93 | 50 | 4 | 1465 | 6313 | 6213 | 225MC |  | 3 |  |  | 55 | F | S1 | Delta | Available | [7 empty] | Internal | Horizontal
EMO002941 | Asgen | 723126-4 | DS1534 | 110 | kW | 380 | 205 | 50 | 4 | 1480 |  |  | 315 |  | 3 |  |  | 55 | F |  | Delta | Available | [7 empty] | Internal | Horizontal
EMO002954 | Stormberg | 8950M | HXUR | 11 | kW | 380 | 24 | 50 | 6 | 960 | 6309 | 6308 | 160 |  | 3 | 0.8 |  | 55 | F |  | Delta | Not Available | [7 empty] | Internal | Horizontal
EMO003608 | ASGEN | 00 173 | F0L/4 - 12 | 0.75/0.11 | kW | 380 | 2.15/1.1 | 50 | 4 | 1450/490 |  |  |  |  | 3 | [6 empty] | Not Available | [7 empty] | Internal | Vertical
EMO003651 | TECO | D57312-2 | AECT | 600 | kW | 3000 | 140.6 | 50 | 6 | 984 | NU324 | 6322 | 400 |  | 3 |  |  | 55 | F |  | Delta | Available | [7 empty] | Internal | Horizontal
EMO003652 | TOSHIBA | 54081893 | 1KE13 | 2.2 | kW | 380 | 5.5 | 50 | 6 | 965 | 6207 | 6206 | 112 |  | 3 | 0.8 |  | 55 | F |  | Delta | Not Available | [7 empty] | Internal | Horizontal
EMO003653 | MARATHON | 69003304J | HCN1 280S-4 | 75 | kW | 380 |  | 50 | 4 | 1480 |  |  | 280 S |  | 3 |  |  | 55 | F |  | Delta | Available | [7 empty] | Internal | Horizontal
EMO003654 | MARATHON | 67286602J | HCN1 280S-4 | 75 | kW | 380 |  | 50 | 4 | 1480 |  |  | 280 S |  | 3 |  |  | 55 | F |  | Delta | Available | [7 empty] | Internal | Horizontal
EMO003676 | TECO | 75A730009 | AEEBKB | 22 | kW | 380 | 50.2 | 50 | 8 | 730 | 6313 | 6213 | 225 |  | 3 |  |  | 55 | F |  | Delta | Available | [7 empty] | Internal | Horizontal
EMO003756 | ABB | 3179679 | HXR | 37 | kW | 380 | 72 | 50 | 4 | 1472 | 6313 | 6312 | 225 |  | 3 | 0.84 |  | 55 | F |  | Delta | Available | [7 empty] | Internal | Horizontal
EMO000399 | ABB |  | MBT | 7.5 | kW | 380 | 16 | 50 | 4 | 1445 |  |  | 132M | 38 | 3 |  |  | 55 | F |  | Delta | Not Available |  |  |  | 140/178 | 216 | 132 |  | Internal | Horizontal
EMO004251 | MARATHON | AK 15197001. j | HJN1 | 45 | kW | 380 | 85.8 | 50 | 6 | 985 | NU317 | 6317 | 280SC |  | 3 | 0.86 |  | 55 | F |  | Delta | Available | [7 empty] | Internal | Horizontal
EMO004254 | MARATHON | AK-15197101 j | HJN1 | 55 | kW | 380 | 113 | 50 | 8 | 740 | NU319 | 6319 | 315S |  | 3 | 0.81 |  | 55 | F |  | Delta | Available | [5 empty] | 315 |  | Internal | Horizontal
EMO004256 | MARATHON | AK - 15197301.j | HJN1 | 110 | kW | 380 | 195 | 50 | 2 | 2975 | 6317 | 6317 | 315S |  | 3 | 0.91 | 94.3 | 55 | F |  | Delta | Available | [7 empty] | Internal | Horizontal
EMO000131 | ABB |  | MBT | 22 | kW | 380 | 43 | 50 | 6 | 960 | 6213 | 6211 | 200 |  | 3 |  |  | 55 | F |  | Delta | Not Available | [7 empty] | Internal | Horizontal
EMO002109 | ABB | 3GBA222210-ADA | M2BA | 37 | kW | 380 | 71 | 50 | 4 | 1477 | 6313 | 6313 | 225 |  | 3 | 0.84 |  | 55 | F |  | Delta | Available | [7 empty] | Internal | Horizontal
EMO000598 | TECO | K060752-1 | AEVF | 11 | kW | 380 | 23.1 | 50 | 6 | 965 | 6309 | 6307 |  |  | 3 |  |  | 55 | F |  | Delta | Not Available | [7 empty] | Internal | Vertical
EMO000599 | TECO | P063215-1 | AECT | 400 | kW | 3000 | 93.1 | 50 | 6 | 988 | NU224 | 6322 | 450A |  | 3 |  |  | 55 | F |  | Delta | Available | [7 empty] | Internal | Horizontal
EMO003960 | ASGEN | 54313 | CRT450B8M | 330 | kW | 3000 | 81 | 50 | 8 | 740 |  |  | 450M |  | 3 | [6 empty] | Available | [7 empty] | Internal | Horizontal
EMO000602 | ASGEN | 54493 | CRT450B8M | 330 | kW | 3000 | 81 | 50 | 8 | 740 |  |  |  |  | 3 | [6 empty] | Available | [7 empty] | Internal | Horizontal
EMO003963 | GE | FB8359992 | K | 450 | HP | 3000 | 87.4 | 50 | 10 | 590 |  |  | 8307S |  | 3 |  |  | 55 | F |  |  | Available | [7 empty] | External | Horizontal
EMO000604 | TECO | H6105704037 | AEEBKB | 22 | kW | 380 | 40.8 | 50 | 4 | 1460 | 6311 | 6310 | 180L |  | 3 |  |  | 55 | F |  | Delta | Not Available | [7 empty] | Internal | Horizontal
EMO000561 | TECO |  | AEEBAC | 15 | kW | 380 | 31.5 | 50 | 6 | 965 | 6311 | 6310 | 180 |  | 3 |  |  | 50 | F |  | Delta | Not Available | [7 empty] | Internal | Horizontal
EMO000607 | ABB | 35AA202001 | M2AA | 30 | kW | 380 | 59 | 50 | 4 | 1470 | 6312 | 6210 | 200 |  | 3 |  |  | 55 | F |  | Delta | Available | [7 empty] | Internal | Horizontal
EMO001381 | ABB | 00 313 | MBT | 30 | kW | 380 | 61 | 50 | 4 | 1475 | 6213 | 6211 | 200LA |  | 3 |  |  | 55 | F |  | Delta | Not Available |  |  |  | 305 | 315 | 200 |  | Internal | Horizontal
EMO000611 | ABB | 3259203 | M2BA | 45 | kW | 380 | 86 | 50 | 4 | 1470 | 6313 | 6313 | 225 |  | 3 | 0.85 |  | 55 | F |  | Delta | Available | [7 empty] | Internal | Horizontal
EMO000614 | ABB | 36AA202001 | M2AA | 30 | kW | 380 | 59 | 50 | 4 | 1470 | 6312 | 6210 | 200 |  | 3 | 0.83 |  | 55 | F |  | Delta | Available | [7 empty] | Internal | Horizontal
EMO001739 | TECO |  | AEEBKB | 22 | kW | 380 | 46.4 | 50 | 6 | 970 | 6312 | 6211 | 200 |  | 3 |  |  | 55 | F |  | Delta | [8 empty] | Internal | Horizontal
EMO003562 | TECO |  | AEEBKB | 1.5 | kW | 380 | 3.56 | 50 | 4 | 1470 | 6205 | 6205 | 90L |  | 3 |  |  | 55 | F |  | Delta | Not Available | [5 empty] | 90 |  | Internal | Horizontal
EMO003605 | MASTER |  | PB | 1.5/2.2 | HP | 380 | 3.3/5.1 | 50 | 4/16 | 1460 /230 |  |  |  |  | 3 | [6 empty] | Not Available | [7 empty] | External | Vertical
EMO003607 | ASGEN |  |  | 1/0.166 | HP | 380 | 1.8/2.9 | 50 | 4/16 | 1425 / 235 |  |  |  |  | 3 | [6 empty] | Not Available | [7 empty] | External | Vertical
EMO003852 | ABB | 5752VM | HXA | 15 | kW | 380 | 31 | 50 | 4 | 1450 | 6309 | 6308 | 160 |  | 3 | 0.82 |  | 55 | F |  | Delta | Available | [7 empty] | Internal | Horizontal
EMO000433 | TECO | 6012100001 | AERAKA | 11 | kW | 380 | 23.1 | 50 | 6 | 965 | 6311 | 6307 |  |  | 3 |  |  | 55 | F |  | Delta | Not Available | [7 empty] | Internal | Vertical
EMO003016 | BENZLER | 9239453 |  | 7.5 | kW | 380 | 15 | 50 | 4 | 1450 |  |  | 132M |  | 3 | [5 empty] | Delta | Not Available | [7 empty] | Internal | Vertical
EMO000503 | NORD | NM3571360070129 | CEF | 3 | kW | 380 | 6.7 | 50 | 4 | 1410 |  |  |  |  | 3 | 0.75 |  |  |  | S1 | Start | Not Available | [7 empty] | Internal | Vertical
EMO000504 | NORD | NM3571360070202 | CEF | 3 | kW | 380 | 6.7 | 50 | 4 | 1410 |  |  |  |  | 3 | 0.75 |  |  |  | S1 | Start | Not Available | [7 empty] | Internal | Vertical
EMO000505 | Siemens |  | 1LA2 | 250 | kW | 380 | 450 | 50 | 4 | 1490 |  |  |  |  | 3 | 0.89 |  | 54 | F |  | Delta | Available | [7 empty] | Internal | Horizontal
EMO000506 | TECO | C57657 -1 | Motor Dibongkar | 200 | kW | 380 | 368 | 50 | 6 | 985 | NU324 | 6320 | 315 |  | 3 |  |  | 55 | F |  | Delta | Available | [5 empty] | 315 |  | Internal | Horizontal
EMO002176 | ABB | 3281014 | M2BA | 45 | kW | 380 | 86 | 50 | 4 | 1470 | 6313 | 6313 | 225 |  | 3 | 0.86 |  | 55 | F |  | Delta | Available | [7 empty] | Internal | Horizontal
EMO001654 | TECO | 75B2300064 | AEEBKB | 30 |  | 380 | 57 |  | 4 | 1460 | 6312 | 6212 | 200 L |  | 3 |  |  | 55 | F | S1 | Delta | Available | [7 empty] | Internal | Horizontal
EMO000234 | TECO | K940673 - 10 | AEEB | 55 | kW | 380 | 105 | 50 | 4 | 1470 | NU216 | 6213 | 250SC | 70 | 3 |  |  | 55 | F |  |  | Available |  |  |  | 311 | 406 | 250 |  | Internal | Horizontal
EMO002907 | TECO | MN60169-1 | AEEB | 55 | kW | 380 | 105 | 50 | 4 | 1470 | NU216 | 6213 | 250SC | 70 | 3 |  |  | 55 | F | S1 | Delta | Available |  |  |  | 311 | 406 | 250 |  | Internal | Horizontal
EMO000032 | TECO | MN304334 | AEEBCB | 55 | kW | 380 | 105 | 50 | 4 | 1470 | NU216 | 6213 | 250SC | 70 | 3 |  |  | 55 | F |  |  | Available |  |  |  | 311 | 406 | 250 |  | Internal | Horizontal
EMO001639 | TECO | 75B3480023 | AEEBKB | 55 | kW | 380 | 105 | 50 | 4 | 1470 | 6316 | 6213 | 250SC | 70 | 3 |  |  | 55 | F | S1 | Delta | Available |  |  |  | 311 | 406 | 250 |  | Internal | Horizontal
EMO000107 | TECO | MN40104-2 | AEEB | 55 | kW | 380 | 105 | 50 | 4 | 1470 | NU216 | 6213 | 250SC | 70 | 3 |  |  | 55 | F |  |  | Available |  |  |  | 311 | 406 | 250 |  | Internal | Horizontal
EMO000070 | ASGEN | 344333 |  | 22 | kW | 380 | 45 | 50 | 6 | 970 | 6312 | 6212 | 200L | 55 | 3 |  |  | 55 | F |  | Delta | Available |  |  |  | 305 | 318 | 200 |  | Internal | Horizontal
EMO002106 | ASGEN |  |  | 22 | kW | 380 | 45 | 50 | 6 | 965 |  |  | 200L | 55 | 3 | [6 empty] | Available |  |  |  | 305 | 318 | 200 |  | Internal | Horizontal
EMO000077 | TECO |  | AEEB | 22 | kW | 380 | 45.9 | 50 | 6 | 965 | 6312 | 6212 | 200L | 55 | 3 |  |  | 54 | F |  | Delta | Available |  |  |  | 305 | 318 | 200 |  | Internal | Horizontal
EMO003669 | TECO |  | AEEB | 22 | kW | 380 | 45.9 | 50 | 6 | 965 | 6312 | 6212 | 200L | 55 | 3 |  |  | 54 | F |  |  | Available |  |  |  | 305 | 318 | 200 |  | Internal | Horizontal
EMO000088 | TECO |  | AEEB | 22 | kW | 380 | 45.9 | 50 | 6 | 965 | 6312 | 6212 | 200L | 55 | 3 |  |  | 54 | F |  | Delta | Available |  |  |  | 305 | 318 | 200 |  | Internal | Horizontal
EMO000394 | ROTOR-ni |  | XF200L | 22 | kW | 380 | 44.5 | 50 | 6 | 965 |  |  | 200L | 55 | 3 | [6 empty] | Available |  |  |  | 305 | 318 | 200 |  | Internal | Horizontal
EMO000098 | TECO |  | AEEB | 22 | kW | 380 | 45.9 | 50 | 6 | 965 | 6312 | 6212 | 200L | 55 | 3 |  |  | 54 | F |  | Delta | Available |  |  |  | 305 | 318 | 200 |  | Internal | Horizontal
EMO000610 | TECO |  | AEEB | 22 | kW | 380 | 45.9 | 50 | 6 | 965 | 6312 | 6212 | 200L | 55 | 3 |  |  | 54 | F |  | Delta | Available |  |  |  | 305 | 318 | 200 |  | Internal | Horizontal
EMO000108 | ASGEN | 352738 | 225M | 25 | kW | 380 | 51 | 50 | 6 | 975 |  |  | 225MC |  | 3 | [6 empty] | Available |  |  |  | 311 | 356 | 225 |  | Internal | Horizontal
EMO000612 | TECO |  | AEEB | 22 | kW | 380 | 45.9 | 50 | 6 | 965 | 6312 | 6212 | 200L | 55 | 3 |  |  | 55 | F |  | Delta | Available |  |  |  | 305 | 318 | 200 |  | Internal | Horizontal
EMO000432 | ABB |  | MBT | 15 | kW | 380 | 30 | 50 | 4 | 1460 | 6209 | 6209 | 160L | 42 | 3 |  |  | 55 | F |  | Delta | Not Available |  |  |  | 210/254 | 254 | 160 |  | Internal | Horizontal
EMO000406 | ABB | 00 267 | MBT | 15 | kW | 380 | 30 | 50 | 4 | 1460 | 6209 | 6209 | 160 | 42 | 3 |  |  | 55 | F |  | Delta | Not Available |  |  |  | 210/254 | 254 | 160 |  | Internal | Horizontal
EMO000073 | ABB |  | HXR | 55 | kW | 380 | 108 | 50 | 6 | 988 | 6316 | 6315 | 280S | 75 | 3 | 0.83 | 0.83 | 55 | F | S1 |  | Available |  |  |  | 368/ 419 | 457 | 280 |  | Internal | Horizontal
EMO002700 | FUJI |  | MLA | 7.5 | kW | 380 | 15 | 50 | 4 | 1440 | 6308 | 6207 | 132M | 38 | 3 |  |  |  | B |  |  | Not Available |  |  |  | 178 | 216 | 132 |  | Internal | Horizontal
EMO000075 | TECO |  | AEEB | 11 | kW | 380 | 21.5 | 50 | 4 | 1445 | 6309 | 6307 | 160 | 42 | 3 |  |  | 55 | F |  |  | Not Available |  |  |  | 210 | 254 | 160 |  | Internal | Horizontal
EMO001683 | TECO | 75C5340034 | AEEBKB | 37 | kW | 380 | 72.7 | 50 | 4 | 1465 | 6313 | 6213 | 225SC | 60 | 3 |  |  | 55 | F |  | Delta | Available |  |  |  | 311 | 356 | 225 |  | Internal | Horizontal
EMO000082 | TECO |  | AEEB | 30 | kW | 380 | 57 | 50 | 4 | 1460 | 6312 | 6212 | 200L | 55 | 3 |  |  | 55 | F |  |  | Available |  |  |  | 305 | 318 | 200 |  | Internal | Horizontal
EMO000083 | ABB | 3222178 - 0010WM | M2BA | 90 | kW | 380 | 169 | 50 | 6 | 989 | 6319 | 6316 | 315SMB | 80 | 3 | 0.85 | 0.85 | 55 | F |  | Delta | Available | [5 empty] | 315 |  | Internal | Horizontal
EMO003857 | HIMMEL TUBINGER |  | 4G 160M | 11 | kW | 380 | 25 | 50 | 4 | 1450 |  |  | 160M | 42 | 3 | [5 empty] | Delta | Not Available |  |  |  | 210 | 254 | 160 |  | Internal | Horizontal
EMO002099 | ABB | 00 261 | MBT | 45 | kW | 380 | 45 | 50 | 4 | 1475 | 6214 | 6214 | 225 | 60 | 3 |  |  | 55 | F |  | Delta | Available |  |  |  | 311 | 356 | 225 |  | Internal | Horizontal
EMO004007 | MARATHON |  | HJN1 | 30 | kW | 380 | 57.7 | 50 | 4 | 1470 |  |  | 200L | 55 | 3 |  |  | 55 | F |  | Delta | Available |  |  |  | 305 | 318 | 200 |  | Internal | Horizontal
EMO000091 | ABB | 3222177 - 0010VM | M2BA | 90 | kW | 380 | 169 | 50 | 6 | 989 | 6319 | 6316 | 315SMB |  | 3 | 0.85 | 0.85 | 55 | F | S1 | Delta | Available | [5 empty] | 315 |  | Internal | Horizontal
EMO000092 | ABB | 00 448 | MBT | 11 | kW | 380 | 23 | 50 | 4 | 1455 | 6209 | 6209 | 160M | 42 | 3 |  |  | 55 | F |  | Delta | Not Available | [5 empty] | 160 |  | Internal | Horizontal
EMO001762 | ABB | 00 404 | MBT | 18.5 | kW | 380 | 38 | 50 | 4 | 1475 | 6211 | 6210 | 180M | 48 | 3 |  |  | 55 | F |  | Delta | Not Available |  |  |  | 241/279 | 279 | 180 |  | Internal | Horizontal
EMO003539 | ABB |  | MBT 180 L | 22 | kW | 380 | 44 | 50 | 4 | 1475 | 6211 | 6210 | 180L | 48 | 3 |  |  | 55 | F |  | Delta | Not Available |  |  |  | 241/279 | 279 | 180 |  | Internal | Horizontal
EMO003952 | ABB |  | MBT | 22 | kW | 380 | 44 | 50 | 4 | 1475 | 6211 | 6210 | 180L | 48 | 3 |  |  | 55 | F |  | Delta | Available |  |  |  | 241/279 | 279 | 180 |  | Internal | Horizontal
EMO000096 | ABB | 3259205 - 1006WM | M2BA | 45 | kW | 380 | 86 | 50 | 4 | 1477 | 6313 | 6313 | 225SM | 60 | 3 | 0.85 | 0.85 | 55 | F |  | Delta | Available |  |  |  | 286/311 | 356 | 225 |  | Internal | Horizontal
EMO000100 | STROMBERG |  | HXUR | 22 | kW | 380 | 43 | 50 | 4 | 1460 | 6310 | 6309 | 180L | 48 | 3 | 0.8 | 0.8 |  |  | S1 | Delta | Available |  |  |  | 279 | 279 | 180 |  | Internal | Horizontal
EMO000112 | ABB | 00 389 | MBT | 15 | kW | 380 | 30 | 50 | 4 | 1460 | 6209 | 6209 | 160L | 42 | 3 | 0.83 | 0.83 | 55 | F |  |  | Not Available |  |  |  | 210/254 | 254 | 160 |  | Internal | Horizontal
EMO000104 | ABB | 3221739 - 9281VM | HXR | 55 | kW | 380 | 108 | 50 | 6 | 988 | 6316 | 6315 | 280SM | 75 | 3 | 0.83 | 0.83 | 55 | F | S1 | Delta | Available | [5 empty] | 280 |  | Internal | Horizontal
EMO000074 | FUJI |  | MLA | 7.5 | kW | 380 | 15 | 50 | 4 | 1446 | 6308 | 6207 | 132M | 38 | 3 |  |  |  | B |  |  | Not Available |  |  |  | 178 | 216 | 132 |  | Internal | Horizontal
EMO000106 | CGE |  | CI80M-4 | 18.5 | kW | 380 | 36 | 50 | 4 | 1470 |  |  | 180M | 48 | 3 | [5 empty] | Start | Not Available |  |  |  | 240 | 279 | 180 |  | Internal | Horizontal
EMO000593 | ABB | 00 198 | MBT | 37 | kW | 380 | 74 | 50 | 4 | 1475 | 6214 | 6214 | 225S | 60 | 3 |  |  | 55 | F |  | Delta | Not Available |  |  |  | 286/311 | 311 | 225 |  | Internal | Horizontal
EMO003306 | ABB |  | M2BA | 22 | kW | 380 | 42 | 50 | 4 | 1465 | 6310 | 6310 | 180L | 48 | 3 | 0.87 | 0.87 | 55 | F |  | Delta | Not Available |  |  |  | 279 | 279 | 180 |  | Internal | Horizontal
EMO000113 | ABB |  | M2BA | 90 | kW | 380 | 169 | 50 | 6 | 991 | 6319 | 6316 | 315SMB | 80 | 3 | 0.85 | 0.85 | 55 | F |  | Delta | Available | [5 empty] | 315 |  | Internal | Horizontal
EMO000114 | ABB |  | M2AA | 7.5 | kW | 380 | 14.7 | 50 | 4 | 1455 |  |  | 132M | 38 | 3 |  |  | 55 | F |  | Delta | Not Available | [5 empty] | 132 |  | Internal | Horizontal
EMO000115 | ABB |  | MBT | 18.5 | kW | 380 | 38 | 50 | 4 | 1475 | 6211 | 6210 | 180M | 38 | 3 |  |  | 55 | F |  | Delta | Not Available |  |  |  | 240/279 | 279 | 180 |  | Internal | Horizontal
EMO000297 | ACEC | 00 296 | 160M/4 | 11 | kW | 380 | 23.5 | 50 | 4 | 1455 |  |  | 160M | 42 | 3 |  |  | 55 | F |  | Delta | Not Available |  |  |  | 210 | 254 | 160 |  | Internal | Horizontal
EMO000283 | ABB |  | MBT | 15 | kW | 380 | 30 | 50 | 4 | 1460 | 6209 | 6209 | 160L | 42 | 3 | 0.83 | 0.83 | 55 | F | S1 |  | Not Available |  |  |  | 310 | 254 | 160 |  | Internal | Horizontal
EMO003321 | CGE | 262539008 | C180M-4 | 18.5 | kW | 380 | 36 | 50 | 4 | 1470 |  |  | 180M | 48 | 3 | [5 empty] | Start | Not Available |  |  |  | 240 | 279 | 180 |  | Internal | Horizontal
EMO000580 | Rotor-ni |  | XF200L | 30 | kW | 380 | 30 | 50 | 4 | 1465 |  |  | 200L | 55 | 3 | [6 empty] | Available |  |  |  | 305 | 318 | 200 |  | Internal | Horizontal
EMO000286 | ABB | 7130 -VM | HXA | 18.5 | kW | 380 | 38.5 | 50 | 4 | 1430 | 6310 | 6309 | 180M | 48 | 3 | 0.81 | 0.81 | 55 | F | S1 | Delta | Not Available |  |  |  | 241 | 279 | 180 |  | Internal | Horizontal
EMO000577 | ABB | MK171008-AD | MBT | 30 | kW | 380 | 61 | 50 | 4 | 1475 |  |  | 200L | 55 | 3 | 0.81 | 0.81 | 55 | F | S1 | Delta | Not Available |  |  |  | 305 | 318 | 200 |  | Internal | Horizontal
EMO000288 | ABB |  | M2BA | 15 | kW | 380 | 29.5 | 50 | 4 | 1450 |  |  | 160 | 42 | 3 | 0.86 | 0.86 | 55 | F |  | Delta | Not Available |  |  |  | 254 | 254 | 160 |  | Internal | Horizontal
EMO000289 | ABB |  | M2BA | 75 | kW | 380 | 140 | 50 | 4 | 1481 | 6316 | 6316 | 280S | 75 | 3 | 0.87 | 0.87 | 55 | F | S1 |  | Available |  |  |  | 568/ 419 | 457 | 280 |  | Internal | Horizontal
EMO000290 | ABB |  | MBT | 18.5 | kW | 380 | 38 | 50 | 4 | 1470 | 6211 | 6210 | 180M | 48 | 3 | 0.84 | 0.84 | 54 | F |  |  | Not Available |  |  |  | 241/279 | 279 | 180 |  | Internal | Horizontal
EMO000291 | MEZ |  | 160l/4 | 11 | kW | 380 | 23 | 50 | 4 | 1455 |  |  | 160L | 42 | 3 | 0.85 | 0.85 | 55 | F |  | Delta | Not Available |  |  |  | 210 | 254 | 160 |  | Internal | Horizontal
EMO000719 | ABB |  | HXA | 11 | kW | 380 | 25 | 50 | 4 | 1460 | 6309 | 6308 | 160M | 42 | 3 | [6 empty] | Not Available |  |  |  | 210 | 254 | 160 |  | Internal | Horizontal
EMO000293 | ABB |  | QU | 7.5 | kW | 380 | 15.2 | 50 | 4 | 1450 |  |  | 132 | 38 | 3 | 0.86 | 0.86 | 55 | F |  |  | Not Available |  |  |  | 178 | 216 | 132 |  | Internal | Horizontal
EMO000294 | ABB |  | MBT | 15 | kW | 380 | 30 | 50 | 4 | 1460 | 6209 | 6209 | 160M | 42 | 3 | 0.83 | 0.83 | 55 | F |  |  | Not Available |  |  |  | 210/254 | 254 | 160 |  | Internal | Horizontal
EMO000295 | ABB |  | MBT | 15 | kW | 380 | 30 | 50 | 4 | 1460 | 6209 | 6209 | 160L |  | 3 | 0.83 | 0.83 | 55 | F |  |  | Not Available |  |  |  | 210/254 | 254 | 160 |  | Internal | Horizontal
EMO000296 | TECO |  | AEEB | 4 | kW | 380 | 9.1 | 50 | 4 | 1445 | 6308 | 6306 | 112M |  | 3 |  |  | 54 | F |  |  | Not Available | [7 empty] | Internal | Horizontal
EMO000718 | ABB | 00 450 | MBT | 11 | kW | 380 | 23 | 50 | 4 | 1455 | 6209 | 6209 | 160M | 42 | 3 |  |  | 55 | F |  |  | Not Available |  |  |  | 210/254 | 254 | 160 |  | Internal | Horizontal
EMO002105 | TECO |  | AEEB | 7.5 | kW | 380 | 16.2 | 50 | 4 | 1450 | 6308 | 6306 | 132 | 38 | 3 |  |  | 55 | F |  |  | Not Available |  |  |  | 140/ 178 | 216 | 132 |  | Internal | Horizontal
EMO000301 | TECO |  | AEJT | 400 | kW | 3000 | 86 | 50 | 4 | 1485 | NU224 | 6322 | 450 |  | 3 |  |  |  | F |  |  | Available | [7 empty] | Internal | Horizontal
EMO000298 | ABB |  | HXR | 250 | kW | 3000 | 62 | 50 | 6 | 989 | NU330 | 6326 | 355L |  | 3 | 0.81 | 0.81 | 55 | F | S1 |  | Available | [7 empty] | Internal | Horizontal
EMO000299 | ABB |  | HXR | 250 | kW | 3000 | 62 | 50 | 6 | 989 | NU330 | 6326 | 355L |  | 3 | 0.81 | 0.81 | 55 | F | S1 |  | Available | [7 empty] | Internal | Horizontal
EMO000300 | ABB |  | M2BA | 132 | kW | 380 | 247 | 50 | 6 | 988 | 6319 | 6316 | 315MC |  | 3 | 0.85 | 0.85 | 55 | F |  | Delta | Available | [7 empty] | Internal | Horizontal
EMO000302 | TECO |  | AEEB | 110 | kW | 380 | 205 | 50 | 4 | 1480 | NU318 | 6316 |  |  | 3 |  |  | 55 | F |  | Delta
EMO000303 | ABB |  | HXR | 250 | kW | 3000 | 62 | 50 | 6 | 989 | NU330 | 6326 | 355 | 140 | 3 |  |  | 55 | F | S1 |  | Available |  |  |  | 630 | 610 | 355 |  | Internal | Horizontal
EMO000304 | TECO | D56331 -2 | AEJK- YM001 | 250 | kW | 3000 | 59.2 | 50 | 6 | 989 | NU220 | 6322 | 355C |  | 3 |  |  | 55 | F |  |  | Available |  |  |  | 900 | 610 | 355 |  | Internal | Horizontal
EMO003573 | HWADA |  | Y2 | 160 | kW | 380 | 293 | 50 | 6 | 991 |  |  | 355M |  | 3 |  |  | 55 | F | S1 |  | Available | [5 empty] | 355 |  | Internal | Horizontal
EMO003034 | BROOK HANSEN | GH 014628 |  | 90 | kW | 380 | 160 | 50 | 2 | 2970 |  |  | 280M |  | 3 | [6 empty] | Available | [5 empty] | 280 |  | Internal | Horizontal
EMO003116 | TEC0 |  | AEEB | 90 | kW | 380 | 160 | 50 | 2 | 2970 |  |  |  |  | 3 |  |  | 55 | F |  | Delta | Available | [7 empty] | Internal | Horizontal
EMO003731 | LEROY SOMER | 112944/D3 | LS160 | 11 | kW | 380 | 22 | 50 | 2 | 2915 | 6309 | 6210 | 160L | 42 | 3 | 0.89 | 0.89 | 55 | F | S1 | Delta | Available |  |  |  | 210 | 254 | 160 |  | Internal | Horizontal
EMO003677 | MARELLI | H020048 | A4C | 15 | kW | 380 | 29 | 50 | 2 | 2915 | 6310 | 6209 | 160L | 42 | 3 |  |  | 55 | F | S1 | Delta | Not Available |  |  |  | 210 | 254 | 160 |  | Internal | Horizontal
EMO003112 | TECO | MN60366-2 | AEEB | 75 | kW | 380 | 138 | 50 | 2 | 2950 | 6313 | 6213 | 250M |  | 3 |  |  | 55 | F |  |  | Available |  |  |  | 349 | 406 | 250 |  | Internal | Horizontal
EMO000037 | TECO | 9J6D012 | AEEB | 11 | kW | 380 | 23.7 | 50 | 6 | 965 | 6309 | 6307 | 160L | 42 | 3 |  |  | 55 | F |  | Delta | Not Available |  |  |  | 254 | 254 | 160 |  | Internal | Horizontal
EMO001933 | TEC0 |  | AEEBAC | 11 | kW | 380 | 23.7 | 50 | 6 | 965 | 6309 | 6307 | 160 | 42 | 3 |  |  | 55 | F |  | Delta | Not Available |  |  |  | 254 | 254 | 160 |  | Internal | Horizontal
EMO001110 | TECO | H6105310023 | AEEBKB | 15 | kW | 380 | 27.7 | 50 | 4 | 1465 | 6309 | 6307 | 160L |  | 3 |  |  | 55 | F | S1 | Delta | Not Available | [7 empty] | Internal | Horizontal
EMO002649 | TECO | P9727731 | AEEB | 4 | kW | 380 | 9 | 50 | 4 | 1445 | 6306 | 6306 | 112M | 28 | 3 |  |  | 55 | F |  | Delta | Not Available |  |  |  | 140 | 190 | 112 |  | Internal | Horizontal
EMO000039 | TECO |  | AEEBAC | 11 | kW | 380 | 23.7 | 50 | 6 | 965 | 6309 | 6307 | 160L | 42 | 3 |  |  | 55 | F |  | Delta | Not Available |  |  |  | 254 | 254 | 160 |  | Internal | Horizontal
EMO000420 | TECO | 9j6A005 | AEEBAC | 11 | kW | 380 | 23.7 | 50 | 6 | 965 | 6309 | 6307 | 160L | 42 | 3 |  |  | 55 | F |  | Delta | Not Available |  |  |  | 254 | 254 | 160 |  | Internal | Horizontal
EMO000261 | BROOK CROMPTON | 13562 | 3PH | 0.55 | kW | 400 | 1.0 | 50 | 4 | 1440 |  |  |  |  | 3 |  |  | 55 | B |  |  | Not Available | [7 empty] | Internal | Vertical
EMO000035 | TECO | P9727742 | AEEB | 7.5 | kW | 380 | 16.2 | 50 | 4 | 1450 |  |  | 132M | 38 | 3 |  |  | 55 | F |  |  | Not Available |  |  |  | 178 | 216 | 132 |  | Internal | Horizontal
EMO000549 | ABB | C0456 | MBT132 | 7.5 | kW | 380 | 16 | 50 | 4 | 1475 |  |  | 132M | 38 | 3 | [5 empty] | Delta | Not Available |  |  |  | 178 | 216 | 132 |  | Internal | Horizontal
EMO001959 | TECO |  | AEEB | 3.7 | kW | 380 | 8.41 | 50 | 4 | 1440 |  |  | 112 | 28 | 3 |  |  | 54 | F |  |  | Not Available |  |  |  | 140 | 190 | 112 |  | Internal | Horizontal
EMO000048 | ABB | 439 | M2AA | 4 | kW | 380 | 8.4 | 50 | 4 | 1750 |  |  | 112M | 28 | 3 | [6 empty] | Not Available |  |  |  | 140 | 190 | 112 |  | Internal | Horizontal
EMO003041 | ABB | 430 | QU112 | 4 | kW | 380 | 8.6 | 50 | 4 | 1430 |  |  | 112M | 28 | 3 |  |  | 55 | F |  | Delta | Not Available |  |  |  | 140 | 190 | 112 |  | Internal | Horizontal
EMO000054 | ABB | 431 | MBT | 4 | kW | 380 | 9.1 | 50 | 4 | 1435 |  |  | 112M | 28 | 3 |  |  | 54 | F |  |  | Not Available |  |  |  | 140 | 190 | 112 |  | Internal | Horizontal
EMO000057 | ASGEN | 352351 | 160L | 11 | kW | 380 | 25 | 50 | 4 | 1450 |  |  | 160L | 42 | 3 | [6 empty] | Not Available |  |  |  | 210 | 254 | 160 |  | Internal | Horizontal
EMO000588 | MEZ | 42012685 | 4AP132M | 7.5 | kW | 380 | 16.2 | 50 | 4 | 1450 |  |  | 132M | 38 | 3 |  |  | 54 | F |  |  | Not Available |  |  |  | 178 | 216 | 132 |  | Internal | Horizontal
EMO000262 | ABB | 6886 VM | HXA | 11 | kW | 380 | 24 | 50 | 4 | 1455 |  |  | 160MB | 42 | 3 |  |  | 55 | F |  |  | Available |  |  |  | 210 | 254 | 160 |  | Internal | Horizontal
EMO003753 | SIEMENS | CN10 1114 82 005 | 1LA | 15 | kW | 380 | 29.6 | 50 | 4 | 1455 |  |  | 160L | 42 | 3 | 0.84 |  | 54 | F |  |  | Not Available |  |  |  | 254 | 254 | 160 |  | Internal | Horizontal
EMO001721 | TECO | 4118552001 | AEEF -PA55 | 7.5 | kW | 380 | 15.5 | 50 | 4 | 1450 | 6308 | 6306 | 132M | 38 | 3 |  |  | 55 | B |  | Delta | Not Available |  |  |  | 178 | 216 | 132 |  | Internal | Horizontal
EMO005252 | TECO |  | AESV | 15 | kW | 380 | 29.9 | 50 | 4 | 1465 | 6309 | 6307 | 160 L |  | 3 |  |  | 55 | F | S1 | Delta | Not Available | [7 empty] | Internal | Horizontal
EMO003870 | TECO |  | AEEB | 15 | kW | 380 | 30 | 50 | 4 | 1450 | 6309 | 6307 | 160L | 42 | 3 |  |  | 55 | F |  | Delta | Not Available |  |  |  | 254 | 254 | 160 |  | Internal | Horizontal
EMO003312 | ABB | 5533 VM | HXA | 11 | kW | 380 | 24 | 50 | 4 | 1455 | 6309 | 6307 | 160MB | 42 | 3 |  |  | 55 | F |  | Delta | Available |  |  |  | 210 | 254 | 160 |  | Internal | Horizontal
EMO003360 | ABB | 00 451 | MBT | 7.5 | kW | 380 | 16 | 50 | 4 | 1440 |  |  | 132M | 38 | 3 |  |  | 55 | F |  | Delta | Not Available |  |  |  | 140/178 | 216 | 132 |  | Internal | Horizontal
EMO005253 | TECO |  | AESV | 15 | kW | 380 | 29.9 | 50 | 4 | 1465 | 6309 | 6307 | 160 L |  | 3 |  |  | 55 | F | S1 | Delta | Not Available | [7 empty] | Internal | Horizontal
EMO000268 | ABB | 00 734 | M2BA | 18.5 | kW | 380 | 36 | 50 | 2 | 1465 |  |  | 180M |  | 3 | [6 empty] | Not Available | [7 empty] | Internal | Horizontal
EMO005306 | TECO | 6206219013 | AESV | 15 | kW | 380 | 29.9 | 50 | 4 | 1465 | 6309 | 6307 | 160 L |  | 3 |  |  | 55 | F | S1 | Delta | Not Available | [7 empty] | Internal | Horizontal
EMO000271 | TECO | 9KH013 | AEEBAC | 15 | kW | 380 | 31.9 | 50 | 6 | 965 | 6311 | 6310 | 180L | 48 | 3 |  |  | 54 | F |  | Delta | Not Available |  |  |  | 279 | 279 | 180 |  | Internal | Horizontal
EMO005305 | TECO |  | AESV | 15 | kW | 380 | 29.9 | 50 | 4 | 1465 | 6309 | 6307 | 160 L | 42 | 3 |  |  | 55 | F | S1 | Delta | Not Available | [7 empty] | Internal | Horizontal
EMO001722 | ABB | 00 599 | MBT | 7.5 | kW | 380 | 16 | 50 | 4 | 1440 |  |  | 132 | 38 | 3 |  |  | 55 | F |  | Delta | Not Available |  |  |  | 140/178 | 216 | 132 |  | Internal | Horizontal
EMO004893 | ABB |  | HXA | 7.5 | kW | 380 | 18.3 | 50 | 4 | 1440 | 6308 | 6307 | 132SMD |  | 3 | 0.82 |  | 55 | F | S1 | Delta | Not Available | [7 empty] | Internal | Horizontal
EMO000276 | AEG | 4604412 | AM132 | 5.5 | kW | 380 | 12 | 50 | 4 | 1440 |  |  |  |  | 3 |  |  | 55 | F |  |  | Not Available | [7 empty] | Internal | Horizontal
EMO000121 | ABB | 8132834-7222RM | HXR | 110 | kW | 380 | 216 | 50 | 8 | 740 | 6319 | 6316 | 315L | 90 | 3 | 0.82 |  | 55 | F | S1 | Delta | Available | [5 empty] | 315 |  | Internal | Horizontal
EMO000122 | TECO | C79611-1 | AEJC | 110 | kW | 380 | 221 | 50 | 8 | 730 | NU324 | 6320 |  |  | 3 |  |  | 55 | F |  | Delta | Available | [7 empty] | Internal | Horizontal
EMO000124 | CGE | 7470784 | P.400B8M | 350 | kW | 3000 | 65 | 50 | 8 | 735 |  |  | 400B |  | 3 | [6 empty] | Available | [7 empty] | Internal | Horizontal
EMO000126 | ABB | 3253196-8743SM | M2BA | 37 | kW | 380 | 71 | 50 | 6 | 985 | 6315 | 6315 | 250S | 65 | 3 | 0.85 |  | 55 | F | S1 | Delta | Available |  |  |  | 311/349 | 406 | 250 |  | Internal | Horizontal
EMO002910 | TECO |  | AEEB | 55 | kW | 380 | 108 | 50 | 6 | 970 | 6318 | 6316 | 280SC |  | 3 |  |  | 55 | F |  | Delta | Available | [5 empty] | 280 |  | Internal | Horizontal
EMO000567 | ABB |  | MBV | 110 | kW | 380 | 210 | 50 | 6 | 985 |  |  |  |  | 3 | 0.84 |  | 54 | F |  | Delta | Available | [7 empty] | Internal | Horizontal
EMO000568 | TECO |  | AEEB | 22 | kW | 380 | 45.9 | 50 | 6 | 965 | 6312 | 6212 | 200 | 55 | 3 |  |  | 54 | F |  | Delta | Available |  |  |  | 305 | 318 | 200 |  | Internal | Horizontal
EMO000123 | ABB | 3219983-8902VM | HXR | 90 | kW | 380 | 172 | 50 | 4 | 1478 | 6316 | 6315 | 280S | 75 | 3 | 0.88 |  | 55 | F |  | Delta | Available |  |  |  | 368/419 | 457 | 280 |  | Internal | Horizontal
EMO000129 | ABB | 3220700-9066VM | HXR | 90 | kW | 380 | 172 | 50 | 4 | 1478 | 6316 | 6315 | 280S | 75 | 3 |  |  | 55 | F | S1 | Delta | Available |  |  |  | 368/419 | 457 | 280 |  | Internal | Horizontal
EMO002653 | TECO |  | AEEB | 22 | kW | 380 | 44.3 | 50 | 4 | 1455 | 6311 | 6310 | 180L | 48 | 3 |  |  | 55 | F |  | Delta | Available |  |  |  | 279 | 180 | 180 |  | Internal | Horizontal
EMO000101 | TECO |  | AEEB | 22 | kW | 380 | 45.9 | 50 | 6 | 975 | 6312 | 6212 | 200L | 55 | 3 |  |  | 55 | F |  | Delta | Available |  |  |  | 305 | 318 | 200 |  | Internal | Horizontal
EMO000133 | ABB |  |  | 55 | kW | 380 | 103 | 50 | 4 | 1476 | 6315 | 6315 | 250 | 65 | 3 | 0.87 |  | 55 | F | S1 |  | Available |  |  |  | 311/ 349 | 406 | 250 |  | Internal | Horizontal
EMO000134 | ABB |  |  | 75 | kW | 380 | 141 | 50 | 4 | 1473 | 6315 | 6313 | 250 | 65 | 3 | 0.86 |  | 55 | F | S1 |  | Available |  |  |  | 349 | 406 | 250 |  | Internal | Horizontal
EMO000135 | ABB |  | HXR | 30 | kW | 380 | 59 | 50 | 4 | 1475 | 6312 | 6311 | 200L | 55 | 3 | 0.84 |  | 55 | F | S1 |  | Available |  |  |  | 226/ 305 | 318 | 200 |  | Internal | Horizontal
EMO002645 | ABB |  | MBT | 11 | kW | 380 | 32 |  | 4 | 1470 |  |  | 160M |  | 3 |  |  | 55 | F | S1 |  | Not Available | [5 empty] | 160 |  | Internal | Horizontal
EMO003110 | TECO | P65B0320133 | AEEB | 11 | kW | 380 | 21.5 |  | 4 | 1455 | 6309 | 6307 | 160M | 42 | 3 |  |  | 55 | F |  |  | Not Available |  |  |  | 210/254 | 254 | 160 |  | Internal | Horizontal
EMO001776 | TECO | P65B0470049 | AEEB | 15 | kW | 380 | 29 | 50 | 4 | 1465 | 6309 | 6307 | 160L | 42 | 3 |  |  | 55 | F |  | Delta | Not Available |  |  |  | 254 | 254 | 160 |  | Internal | Horizontal
EMO003154 | TECO | P 972769- 1 | AEEB | 2.2 | kW | 380 | 4.5 | 50 | 2 | 2870 | 6205 | 6205 | 90L | 24 | 3 |  |  | 55 | F |  | Start | Not Available |  |  |  | 125 | 140 | 90 |  | Internal | Horizontal
EMO003278 | ABB | 1010309 - F08 | M2BA | 15 | kW | 380 | 29.5 | 50 | 4 | 1450 | 6309 | 6309 | 160L | 42 | 3 |  |  | 55 | F |  | Delta | Not Available |  |  |  | 254 | 254 | 160 |  | Internal | Horizontal
EMO002704 | ABB | 00 389 | MBT | 15 | kW | 380 | 30 | 50 | 4 | 1460 | 6209 | 6209 | 160L | 42 | 3 |  |  | 55 | F |  | Delta | Not Available |  |  |  | 210/254 | 254 | 160 |  | Internal | Horizontal
EMO003279 | ABB | MK110010 | MT90L | 2.2 | kW | 380 | 4.7 | 50 | 2 | 2870 |  |  | 90L | 24 | 3 | 0.83 | [9 empty] | 125 | 140 | 90 |  | Internal | Horizontal
EMO003156 | MEZ |  | P | 11 | kW | 380 | 23 | 50 | 4 | 1460 |  |  | 160M |  | 3 | 0.85 |  |  |  |  | Delta | Available | [7 empty] | Internal | Horizontal
EMO003749 | ABB | MK-110063-D | MT | 3 | kW | 380 | 6.9 | 50 | 4 | 1430 |  |  | 100L |  | 3 |  |  | 55 | F |  | Delta | Not Available | [7 empty] | Internal | Vertical
EMO003750 | ABB | MK-110063-D | MT | 3 | kW | 380 | 6.9 | 50 | 4 | 1430 |  |  | 100L |  | 3 |  |  | 55 | F |  | Delta | Not Available | [7 empty] | Internal | Vertical
EMO000152 | SIEMENS | 21492711995 | ILA6 | 55 | kW | 380 | 97 | 50 | 4 | 1475 |  |  | 250M |  | 3 | 0.87 |  |  |  |  | Delta | Available | [7 empty] | Internal | Horizontal
EMO000153 | TECO | TEOK4E018 | AEEVBAC | 15 | kW | 380 | 30.7 | 50 | 4 | 1455 | 6309 | 6307 | 160L |  | 3 |  |  | 54 | F |  | Delta | Not Available | [7 empty] | Internal | Vertical
EMO001001 | TECO | MN-202223 | AEAVAC | 7.5 | kW | 380 | 15.7 | 50 | 4 | 1445 | 6309 | 6306 | F132M |  | 3 |  |  | 54 | F |  | Delta | Not Available | [7 empty] | Internal | Vertical
EMO002865 | ASGEN | 310773 | 250M | 55 | kW | 380 | 102 | 50 | 4 | 1470 |  |  | 250M | 65 | 3 | [5 empty] | Delta | Available |  |  |  | 349 | 406 | 250 |  | Internal | Horizontal
EMO000031 | TECO | 1502016436170 | AEEB | 75 | kW | 380 | 129 | 50 | 4 | 1475 | 6316 | 6213 | 250M | 70 | 3 |  |  | 55 | F |  | Delta | Available |  |  |  | 349 | 406 | 250 |  | Internal | Horizontal
EMO000162 | TECO | 8710006/9B039 | AEEB | 30 | kW | 380 | 57 | 50 | 4 | 1460 | 6312 | 6212 | 200L | 55 | 3 |  |  | 55 | F |  | Delta | Available |  |  |  | 305 | 318 | 200 |  | Internal | Horizontal
EMO000163 | TECO | P9508103 | AEEB | 7.5 | kW | 380 | 16.3 | 50 | 4 | 1450 | 6308 | 6306 | 132M | 38 | 3 |  |  | 55 | F |  | Delta | Not Available |  |  |  | 178 | 216 | 132 |  | Internal | Horizontal
EMO000164 | FUJI ELECTRIC | 7103802 Y 161 | MLA | 1.5 | kW | 380 | 3.3 | 50 | 4 | 1420 | 6205 | 6204 | 112M | 28 | 3 |  |  | 44 | E |  |  | Not Available | [5 empty] | 112 |  | Internal | Horizontal
EMO000166 | CELLIER |  | HEFL | 1.1 | kW | 380 | 2.8 | 50 | 4 | 1450 |  |  |  |  | 3 | [6 empty] | Not Available | [7 empty] | External | Vertical
EMO000168 | TECO | P 9301183 | AEEBAC | 1.5 | kW | 380 | 3.7 | 50 | 4 | 1425 | 6205 | 6205 |  |  | 3 |  |  | 54 | F |  | Start | Not Available | [7 empty] | Internal | Horizontal
EMO003504 | EMKCO |  | TENN | 2.5 | HP | 380 | 4.2 | 50 | 4 | 1410 |  |  |  |  | 3 | [6 empty] | Not Available | [7 empty] | External | Vertical
EMO000729 | TECO | MN80185-1 | AEEBAC | 7.5 | kW | 380 | 16.4 | 50 | 6 | 965 | 6309 | 6307 | D160M |  | 3 |  |  | 55 | F | S1 | Delta | Not Available | [7 empty] | Internal | Horizontal
EMO000171 | TOSHIBA | 00266361 | TIKK | 55 | kW | 380 | 106 | 50 | 4 | 1470 | NU317 | 6312 | 225S |  | 3 |  |  | 55 | F |  | Delta | Not Available | [7 empty] | Internal | Horizontal
EMO000172 | SUMITOMO | HNO 197061 | V/100L/4 | 2.2 | kW | 380 | 4.87 | 50 | 4 | 1430 |  |  | 100L |  | 3 | 0.79 |  | 55 | F | S1 | Start | Not Available | [7 empty] | Internal | Vertical
EMO000173 | SUMITOMO | HNO 228655 | V/100L/4 | 2.2 | kW | 380 | 4.87 | 50 | 4 | 1430 |  |  | 100L |  | 3 | 0.79 |  | 55 | F | S1 | Start | Not Available | [7 empty] | Internal | Vertical
EMO000174 | SUMITOMO | HNO 083103 | V/100L/4 | 2.2 | kW | 380 | 4.87 | 50 | 4 | 1430 |  |  | 100L |  | 3 | 0.79 |  | 55 | F | S1 | Start | Not Available | [7 empty] | Internal | Vertical
EMO000175 | SUMITOMO | HNO 201470 | V/100L/4 | 2.2 | kW | 380 | 4.87 | 50 | 4 | 1430 |  |  | 100L |  | 3 | 0.79 |  | 55 | F | S1 | Start | Not Available | [7 empty] | Internal | Vertical
EMO000176 | SUMITOMO | HNO196490 | V/100L/4 | 2.2 | kW | 380 | 4.87 | 50 | 4 | 1430 |  |  | 100L |  | 3 | 0.97 |  | 55 | F | S1 | Start | Not Available | [7 empty] | Internal | Vertical
EMO000177 | SUMITOMO | HNO228656 | V/100L/4 | 2.2 | kW | 380 | 4.87 | 50 | 4 | 1430 |  |  | 100L |  | 3 | 0.79 |  | 55 | F | S1 | Start | Not Available | [7 empty] | Internal | Vertical
EMO000178 | SUMITOMO | HNO197059 | V/100L/4 | 2.2 | kW | 380 | 4.87 | 50 | 4 | 1430 |  |  | 100L |  | 3 | 0.97 |  | 55 | F | S1 | Start | Not Available | [7 empty] | Internal | Vertical
EMO000179 | SUMITOMO | HNO063104 | V/100L/4 | 2.2 | kW | 380 | 4.87 | 50 | 4 | 1430 |  |  | 100L |  | 3 | 0.97 |  | 55 | F | S1 | Start | Not Available | [7 empty] | Internal | Vertical
EMO000180 | SUMITOMO | HNO197060 | V/100L/4 | 2.2 | kW | 380 | 4.87 | 50 | 4 | 1430 |  |  | 100L |  | 3 | 0.79 |  | 55 | F | S1 | Start | Not Available | [7 empty] | Internal | Vertical
EMO000050 | BAUER | 495848 | DE04 | 0.75 | kW | 380 | 1.83 | 50 | 4 | 1430 |  |  | 855 |  | 3 | 0.61 |  | 54 |  |  | Start | Not Available | [7 empty] | Internal | Vertical
EMO003375 | ABB | 4015VM | HXA | 4 | kW | 380 | 8.7 | 50 | 4 | 1425 | 6307 | 6206 | 112M |  | 3 | 0.83 |  | 55 | F |  | Delta | Not Available | [7 empty] | Internal | Vertical
EMO000187 | SUMITOMO | HNO223862 | V/112/4 | 3.7 | kW | 380 | 7.64 | 50 | 4 | 1420 |  |  | 112M |  | 3 | 0.82 |  | 55 | F | S1 | Start | Not Available | [7 empty] | Internal | Vertical
EMO000188 | LEROY SOMER | 751979200001 | F315 | 100/73 | kW | 380 | 190/150 | 50 | 4 | 1473/737 |  |  |  |  | 3 | 0.93 | 92/93 |  | F | S1 | Delta | Available | [7 empty] | Internal | Vertical
EMO000190 | MEZ |  | C160L | 15 | kW | 380 | 31 | 50 | 4 | 1460 |  |  | 160L |  | 3 | 0.83 |  |  | F |  | Delta | Available | [7 empty] | Internal | Horizontal
EMO002924 | TECO | K 971107 -1 | AEEBLC | 4 | kW | 380 | 8.74 | 50 | 4 | 1440 | 6306 | 6306 | 112M |  | 3 |  |  | 54 |  |  | Delta | Not Available | [7 empty] | Internal | Vertical
EMO003765 | OEMER | 15G490 | HQLA | 118 | kW | 440 | 280 | 50 | 4 | 1450 | 6318 | 6315 | 132SMA |  | 3 |  |  |  | F | S1 |  | Available | [8 empty] | Horizontal
EMO000201 | TECO | P9524782 | AEVBAC | 4 | kW | 380 | 9.1 | 50 | 4 | 1445 | 6306 | 6306 | 112 |  | 3 |  |  | 55 | F |  | Delta | Not Available | [7 empty] | Internal | Vertical
EMO000202 | ABB |  | MBT | 4 | kW | 380 | 8.9 | 50 | 4 | 1445 |  |  | 112M |  | 3 | [6 empty] | Not Available | [7 empty] | Internal | Vertical
EMO000191 | ELEKTRIM | T109914 | ISB160M | 7.5 | kW | 380 | 16 | 50 | 6 | 960 |  |  | 160M | 42 | 3 | 0.81 | [5 empty] | Not Available |  |  |  | 210 | 254 | 160 |  | Internal | Horizontal
EMO000196 | TECO | P92049349 | AEEB | 11 | kW | 380 | 22 | 50 | 4 | 1450 | 6306 | 6307 | 160M | 42 | 3 |  |  | 54 | F |  |  | Not Available |  |  |  | 210 | 254 | 160 |  | Internal | Horizontal
EMO000199 | ABB | GS8957122-D04 | M2BA | 11 | kW | 380 | 22 | 50 | 4 | 1450 | 6209 | 6209 | 160M | 42 | 3 | 0.84 |  | 55 | F |  | Delta | Not Available |  |  |  | 210 | 254 | 160 |  | Internal | Horizontal
EMO000200 | HWADA |  | Y2 | 11 | kW | 380 | 22 | 50 | 4 | 1450 |  |  | 160M | 42 | 3 | [5 empty] | Delta | Not Available |  |  |  | 210 | 254 | 160 |  | Internal | Horizontal
EMO000228 | ABB | GB-755-2000 | QU 180M1 AK | 18.5 | kW | 380 | 37 | 50 | 4 | 1460 |  |  | 180 |  | 3 | 0.84 |  | 55 | F | S1 | Delta | Available | [7 empty] | Internal | Horizontal
EMO000230 | WEG | 10213T1095 | ET | 5 | HP | 380 | 9.3 | 50 | 2 | 3000 |  |  |  | 35 | 3 | [5 empty] | Delta | Not Available | [7 empty] | Internal | Horizontal
EMO000233 | TECO | P9542511 | AEEB | 110 | kW | 380 | 110 | 50 | 4 | 1480 | NU218 | 6214 | 280MC |  | 3 |  |  | 55 | F |  | Delta | Available |  |  |  | 419 | 457 | 280 |  | Internal | Horizontal
EMO004905 | TECO |  | AEEB | 55 | kW | 380 | 105 | 50 | 4 | 1470 | NU216 | 6213 | 250SC | 70 | 3 |  |  | 55 | F |  | Delta | Available |  |  |  | 311 | 406 | 250 |  | Internal | Horizontal
EMO002694 | TECO | MN60073-1 | AEEB | 110 | kW | 380 | 205 | 50 | 4 | 1480 | 6318 | 316 | 280MC |  | 3 |  |  | 55 | F |  | Delta | Available |  |  |  | 419 | 457 | 280 |  | Internal | Horizontal
EMO000235 | TECO | P9642491 | AEEB | 37 | kW | 380 | 72.7 | 50 | 4 | 1465 | 6313 | 6213 | 225S | 60 | 3 |  |  | 55 | F |  | Delta | Available |  |  |  | 290 | 356 | 225 |  | Internal | Horizontal
EMO000239 | ABB |  | MBT | 7.5 | kW | 380 | 16 | 50 | 4 | 1440 |  |  |  |  | 3
EMO000242 | ABB | MK142044-AD | MBT | 4 | kW | 380 | 9.1 | 50 | 4 | 1435 |  |  | 112M |  | 3 | 0.8 |  | 55 | F |  | Delta | Not Available | [7 empty] | Internal | Horizontal
EMO000243 | ABB | MK142043-AD | MBT | 4 | kW | 380 | 9.1 | 50 | 4 | 1435 |  |  | 112M |  | 3 | 0.8 |  | 55 | F |  | Delta | Not Available | [7 empty] | Internal | Horizontal
EMO000244 | ABB |  | MBT | 7.5 | kW | 380 | 16 | 50 | 4 | 1440 |  |  | 132M |  | 3 | 0.84 |  | 55 | F |  | Delta | Not Available | [7 empty] | Internal | Horizontal
EMO000245 | ABB | 7929923 | MBT | 7.5 | kW | 380 | 15 | 50 | 4 | 1440 |  |  | 132M |  | 3 | 0.84 |  | 55 | F |  | Delta | Not Available | [7 empty] | Internal | Horizontal
EMO000248 | ABB | 00 442 | MBT | 5.5 | kW | 380 | 12 | 50 | 4 | 1435 |  |  | 132S | 38 | 3 | 0.82 |  | 55 | F |  |  | Not Available |  |  |  | 140/178 | 216 | 132 |  | Internal | V/H
EMO000249 | ABB | 00 443 | MBT | 5.5 | kW | 380 | 12 | 50 | 4 | 1435 |  |  | 132S | 38 | 3 | 0.82 |  | 55 | F |  |  | Not Available |  |  |  | 140/178 | 216 | 132 |  | Internal | V/H
EMO000305 | ABB | 3230709-1447WM | M2BA | 132 | kW | 380 | 247 | 50 | 6 | 988 |  |  | 315M | 90 | 3 | 0.85 |  | 55 | F |  | Delta | Available |  |  |  | 457 | 508 | 315 |  | Internal | Horizontal
EMO000335 | TECO |  | AEEB | 110 | kW | 380 | 205 | 50 | 2 | 2950 |  |  |  |  | 3 |  |  | 55 | F |  |  | Available | [7 empty] | Internal | Horizontal
EMO000337 | Siemens |  | 1LA4 | 90 | kW | 380 | 154 | 50 | 2 | 2970 | 6316 | 6316 |  | 65 | 3 | 0.9 |  | 55 | F | S1 |  | Available |  |  |  | 368/ 419 | 457 | 280 |  | Internal | Horizontal
EMO000836 | Siemens |  |  | 90 | kW | 380 | 154 | 50 | 2 | 2975 |  |  | 280M |  | 3 | 0.88 | [5 empty] | Available |  |  |  | 368// 419 | 457 | 280 |  | Internal | Horizontal
EMO000338 | ABB | 3334353 | M2BA | 75 | kW | 380 | 137 | 50 | 2 | 2974 | 6209 | 6209 |  |  | 3 |  |  | 55 | F | S1 | Delta | Available | [7 empty] | Internal | Horizontal
EMO000834 | SIEMENS |  | ILA | 132 | kW | 380 | 225 | 50 | 2 | 2982 |  |  |  |  | 3 | 0.9 |  | 55 |  |  |  | Available | [7 empty] | Internal | Horizontal
EMO003291 | TECO | H7124808011 | AEEB | 55 | kW | 380 | 97 | 50 | 4 | 1480 | 6316 | 6213 | 250SC | 70 | 3 |  |  | 55 | F |  |  | Available |  |  |  | 311 | 406 | 250 |  | Internal | Horizontal
EMO003406 | TECO | P952737-2 | AEEB | 55 | kW | 380 | 105 | 50 | 4 | 1470 | NU216 | 6213 | 250SC | 70 | 3 |  |  | 55 | F |  |  | Available |  |  |  | 311 | 406 | 250 |  | Internal | Horizontal
EMO003455 | TECO | P65B0310080 | AEEB | 11 | kW | 380 | 21.5 | 50 | 4 | 1455 | 6309 | 6307 | 160M |  | 3 |  |  | 55 | F |  | Delta | Not Available |  |  |  | 210 | 254 | 160 |  | Internal | Horizontal
EMO003496 | TECO | P9524673 | AEVB | 0.37 | kW | 380 | 1.4 | 50 | 4 | 1390 | 6202 | 6202 | 71 |  | 3 |  |  | 55 | F |  | Start | Not Available | [7 empty] | Internal | Vertical
EMO003569 | WEG |  | 80-4 | 0.75 | kW | 400 | 1.7 | 50 | 4 | 1415 | 6318 | 316 | 80 |  | 3 |  |  | 55 | H |  | Start | Not Available | [7 empty] | Internal | Vertical
EMO003399 | TECO | H6126511067 | AEBB | 18.5 | kW | 380 | 37.6 | 50 | 4 | 1455 | 6311 | 6310 | 180M |  | 3 |  |  | 55 | F |  | Delta | Not Available |  |  |  | 241 | 279 | 180 |  | Internal | Horizontal
EMO003571 | TECO | H614A508002 | AEEB | 18.5 | kW | 380 | 34.4 | 50 | 4 | 1450 | 6311 | 6310 | 180M |  | 3 |  |  | 55 | F |  | Delta | Not Available |  |  |  | 241 | 279 | 180 |  | Internal | Horizontal
EMO003925 | TECO |  | AEVF | 0.37 | kW | 380 | 1..3 | 50 | 4 | 1410 |  |  |  |  | 3 | [6 empty] | Not Available | [7 empty] | Internal | Vertical
EMO003059 | ABB |  | M3AA | 75 | kW | 380 | 139 | 50 | 4 | 1475 |  |  | 250 | 65 | 3 |  |  | 55 | F |  | Delta | Available | [7 empty] | Internal | Vertical
EMO001945 | TECO | MN3043310 | AEEBCB | 55 | kW | 380 | 105 | 50 | 4 | 1470 | NU216 | 6213 | 250SC | 70 | 3 |  |  | 55 | F |  | Delta | Available |  |  |  | 311 | 406 | 250 |  | Internal | Horizontal
EMO000927 | ABB | 00 630 | M2BA | 18.5 | kW | 380 | 36 | 50 | 4 | 1465 | 6310 | 6209 | 180M |  | 3 | 0.85 |  | 55 | F |  | Delta | Not Available |  |  |  | 241/279 | 279 | 180 |  | Internal | Horizontal
EMO000989 | SIEMENS |  | ILA4 | 0.37 | kW | 380 | 1.2 | 50 | 4 | 1400 |  |  | 225M |  | 3 | [6 empty] | Not Available |  |  |  | 311 | 356 | 225 |  | Internal | Vertical
EMO002118 | ABB | 3259346 | M2BA | 45 | kW | 380 | 86 | 50 | 4 | 1477 | 6313 | 6313 | 225MC |  | 3 | [5 empty] | Delta | Available |  |  |  | 311 | 356 | 225 |  | External | Horizontal
EMO003305 | ABB | 6888 VM | HXA | 15 | kW | 380 | 31 | 50 | 4 | 1450 | 6308 | 6307 | 160L |  | 3 | 0.82 |  | 55 | F |  |  | Available |  |  |  | 254 | 254 | 160 |  | Internal | Horizontal
EMO002625 | WEG |  | ET | 3.7 | kW | 380 | 9.5 | 50 | 2 | 2930 |  |  | 112 | 35 | 3 | [6 empty] | Not Available | [7 empty] | Internal | Horizontal
EMO000254 | TECO | 3086534028 | AEEF | 2.2 | kW | 380 | 5.2 | 50 | 4 | 1430 | 6206 | 6305 | 100L | 38 | 3 |  |  | 54 |  |  | Start | Not Available |  |  |  | 140 | 216 | 132 |  | Internal | Horizontal
EMO000333 | GRUNDFOS | 85U155103118410043 | MG1 1001LC2 | 3 | kW | 380 | 6.30 | 50 | 2 | 2900 | 6306 | 6205 | 100LC2 |  | 3 |  |  | 55 | F |  | Start | Not Available | [7 empty] | Internal | Vertical
EMO000334 | GRUNDFOS |  | MG1 1001LC2 | 3 | kW | 380 | 6.30 | 50 | 2 | 2900 | 6306 | 6205 | 100LC2 |  | 3 |  |  | 55 | F |  | Start | Not Available | [7 empty] | Internal | Vertical
EMO002957 | STROMBERG | 358021 | HXUR 442 | 15 | kW | 380 | 29 | 50 | 4 | 1454 |  |  |  |  | 3 | [6 empty] | Available | [7 empty] | Internal | Horizontal
EMO000345 | ABB | 00 223 | MBT | 11 | kW | 380 | 23 | 50 | 4 | 1455 | 6209 | 6209 | 160M | 42 | 3 |  |  | 55 | F |  | Delta | Not Available |  |  |  | 210/254 | 254 |  |  | Internal | Horizontal
EMO002873 | TECO |  | AEEB132S | 5.5 | kW | 380 | 12.1 | 50 | 4 | 1450 | 6208 | 6206 | 132S |  | 3 |  |  |  | F |  |  | Not Available
EMO000321 | TUNG-LEE |  | IK | 0.5 | HP | 380 | 0.9 | 50 | 4 | 1400 |  |  |  |  | 3 | [5 empty] | Start | Not Available | [7 empty] | Internal | Vertical
EMO000325 | TATUNG | 40217810 | 71K | 0.37 | kW | 380 | 1.2 | 50 | 4 | 1410 | 6203 | 6203 |  |  | 3 |  |  | 54 | F | S1 |  | Not Available | [7 empty] | Internal | Vertical
EMO000252 | DEMAG | 3902138 | KBH160B | 11.4/1.7 | kW | 380 | 26/17 | 50 | 2/12 | 2870/460 |  |  |  |  | 3 | 0.88/0.36 |  | 54 | F |  | Start Delta | Not Available | [7 empty] | Internal | Vertical
EMO000253 | DEMAG | 70972329 | KBH160B | 11.4/1.7 | kW | 380 | 26/17 | 50 | 2/12 | 2870/460 |  |  |  |  | 3 | 0.88/0.36 |  | 54 | F |  | Start Delta | Not Available | [7 empty] | Internal | Vertical
EMO003451 | ABB | 1142036 AD | MBT | 7.5 | kW | 380 | 16 | 50 | 4 | 1440 | 6308 | 6308 | 132M |  | 3 | 0.84 |  | 55 | F |  | Delta | Not Available |  |  |  | 140/178 | 216 | 132 |  | Internal | Horizontal
EMO000183 | ABB | GS2234423 | QU 100LA | 2.2 | kW | 380 | 4.9 | 50 | 4 | 1425 |  |  | 100L |  | 3 | 0.81 |  | 55 | F |  | Delta | Not Available | [7 empty] | Internal | Horizontal
EMO000159 | HITACHI | 07GS9255003 |  | 2.1 | kW | 380 | 6.0 | 50 | 4 | 1425 |  |  |  |  | 3 |  |  | 44
EMO000160 | KONE | 457138 | MF13Z4106N | 15 | kW | 380 | 33/16 | 50 | 2/12 | 2810/430 |  |  |  |  | 3 | 0.86/0.49 |  |  | F |  | Start Delta | Not Available | [7 empty] | Internal | Vertical
EMO003701 | ASEA | MK-213102-B-23 | M180M | 11 | kW | 380 | 21 | 50 | 2 | 2810 |  |  | 180M |  | 3 | 0.88 |  | 55 |  |  | Delta | Available | [7 empty] | Internal | Horizontal
EMO003157 | CELLIER |  | HEFL .100LL4 | 1.1 | kW | 380 | 2.8 | 50 | 4 | 1450 |  |  |  |  | 3 | [5 empty] | Start | Not Available | [7 empty] | External | Vertical
EMO000053 | EBER HARD BAUER | 15922643 | DIARF/ 283 | 3 | kW | 380 | 6.5 | 50 | 4 | 1420 |  |  |  |  | 3 | [6 empty] | Not Available | [7 empty] | Internal | Vertical
EMO000277 | ASGEN | 19528 -2 | 112 | 3 | kW | 380 | 6.7 | 50 | 4 | 1420 |  |  |  |  | 3 | [5 empty] | Start | Not Available | [7 empty] | Internal | Horizontal
EMO000531 | ABB | 32905903097 | M2BA | 55 | kW | 380 | 105 | 50 | 4 | 1477 | 6313 | 6313 | 225SM |  | 3 | 0.84 |  | 55 | F |  | Delta | Available | [7 empty] | Internal | Vertical
EMO000559 | CGE | 72349/M1 | C | 55 | kW | 380 | 105 | 50 | 4 | 1470 |  |  | 250M |  | 3 |  |  | 55 | F |  | Delta | Available | [7 empty] | Internal | Horizontal
EMO000625 | INDUKTION MOTOR |  | GOKL | 5.5 | kW | 380 | 11.5 | 50 | 4 | 1470 |  |  |  |  | 3 |  |  |  | A |  |  | Not Available | [7 empty] | Internal | Vertical
EMO000635 | TOYODENKI | 923225 | DLG9016V | 220 | kW | 380 | 440 | 50 | 4 | 1016 | NU220 | 6328 |  |  | 3 | [6 empty] | Available | [7 empty] | External | Horizontal
EMO000645 | KONE |  | MF10Z4106N | 3.5/0.5 | kW | 380 | 8.2/4.3 | 50 | 2/12 | 2780/400 |  |  |  |  | 3 | 0.87/0.63 |  | 55 | F |  |  | Not Available | [7 empty] | Internal | Horizontal
EMO000655 | DEMAG |  | KBH25- B2/12 | 4.60/0.68 | kW | 380 | 13.2/8.6 | 50 | 2/12 | 2870/430 |  |  |  |  | 3 | [6 empty] | Not Available | [7 empty] | Internal | Vertical
EMO000657 | BAULER | 57832 | 33K880K6 | 0.37 | kW | 380 | 1.7 | 50 | 6 | 920 |  |  |  |  | 3 | 0.75 |  |  |  |  | Start | Not Available | [7 empty] | Internal | Vertical
EMO000658 | SIEMENS | N660696 | 1GF9204 | 1.4/57 | kW | 400 | 142 | 50 | 4 | [5 empty] | 3 | [6 empty] | Not Available | [7 empty] | External | Horizontal
EMO003812 | TECO |  | AEEBKB | 1.5 | kW | 380 | 3.7 | 50 | 4 | 1420 | 6205 | 6205 | 90L |  | 3 |  |  | 55 | F |  | Start | Not Available | [5 empty] | 90 |  | Internal | Horizontal
EMO000661 | ABB | MK171008-AD | MBT | 30 | kW | 380 | 61 | 50 | 4 | 1475 |  |  | 200L |  | 3 |  |  | 55 | F |  |  | Not Available | [7 empty] | Internal | Horizontal
EMO000665 | DEMAG |  | KBF12B-2/12 | 3.6/5.1 | kW | 380 | 9.0/5.4 | 50 | 2/12 | 2870/430 |  |  |  |  | 3 | [6 empty] | Not Available | [7 empty] | Internal | Horizontal
EMO000666 | MULLER | 729410 | D2 | 0.37 | kW | 380 | 1.1 | 50 | 2 | 2800 |  |  |  |  | 3 | [5 empty] | Start | Not Available | [7 empty] | Internal | Vertical
EMO000667 | SIEMENS | 717204 | 1GHS204 | 2.87/1.7 | kW | 400 | 2.72 | 50 |  | 2080 |  |  |  |  | 3 |  |  |  | F |  |  | Not Available | [7 empty] | External | Horizontal
EMO000669 | TECO | 02165705012 | AESVISO | 1.5 | kW | 380 | 1.64 | 50 | 4 | 1425 |  |  |  |  | 3 | [5 empty] | Start | Not Available | [7 empty] | Internal | Horizontal
EMO000671 | TOYODENKI |  | 0080AD | 0.75 | kW | 380 | 2 | 50 | 2 | 2850 | 6204 | 6202 |  |  | 3 |  |  |  | F |  | Start | Not Available | [7 empty] | Internal | Vertical
EMO000673 | GE | WW | K | 1 | HP | 380 | 2.1 | 50 | 4 | 1440 |  |  | 182 |  | 3 | [5 empty] | Start | Not Available | [7 empty] | Internal | Horizontal
MGB000119 | KONE |  |  |  | kW | 380 |  | 50 | [6 empty] | 3 | 0.74/0.41 |  | 54 | F |  | Start | [8 empty] | Internal | Vertical
MGB000120 | KONE |  |  |  | kW | 380 |  | 50 | [6 empty] | 3 | 0.74/0.41 |  | 54 | F |  | Start | Not Available | [7 empty] | Internal | Vertical
EMO000679 | TOYODENKI | CM931420 |  | 56 | kW | 400 | 140 | 50 | 2 | 2000 | 6213 | NU316 |  |  | 3 |  |  |  | F |  | Delta | Available | [7 empty] | Internal
EMO000681 | ABB | 32901300413ZM | M2BA | 18.5 | kW | 380 | 36 | 50 | 6 | 983 | 6312 | 6312 | 200ML |  | 3 | 0.85 |  | 55 | F | S1 | Delta | Not Available | [7 empty] | Internal | Horizontal
EMO000687 | VECTOR | 657747 | 7K90S | 1.1 | kW | 380 | 2.8 | 50 | 4 | 1400 |  |  |  |  | 3 | [14 empty] | Internal | Vertical
EMO002487 | NLEGRAL | JZ400301 |  | 2.2 | kW | 380 |  | 50 | 4 | 1650 |  |  |  |  | 3 | [6 empty] | Not Available | [7 empty] | Internal | Vertical
EMO002488 | NLEGRAL | JZ400391 |  | 2.2 | kW | 380 |  | 50 | 4 | 1650 |  |  |  |  | 3 | [6 empty] | Not Available | [7 empty] | Internal | Vertical
EMO002503 | NLEGRAL |  |  | 2.2 | kW | 380 | 6.35 | 50 | 4 | 1680 |  |  |  |  | 3 | [14 empty] | Internal | Vertical
EMO002504 | NLEGRAL |  |  | 2.2 | kW | 380 | 6.35 | 50 | 4 | 1680 |  |  |  |  | 3 | [14 empty] | Internal | Vertical
EMO002512 | KAHN | 424329 |  | 11 | kW | 380 | 25 | 50 | 4 | 1460 |  |  | 160M |  | 3 | 0.85 |  | 44 | F |  | Delta | Not Available | [7 empty] | Internal | Horizontal
EMO002513 | AEG | 09400930 | AM | 4 | kW | 380 | 9.3 | 50 | 4 | 1420 |  |  | 118M2 |  | 3 | 0.8 |  | 44 | B |  | Start | Available | [7 empty] | Internal | Horizontal
EMO002527 | DEMAG | 34372517 | KBF90A | 0.20/0.80 | kW | 380 | 1.50/2.50 | 50 | 8/2 | 590/2520 |  |  | 90A |  | 3 | 0.64/0.92 |  | 54 | F |  | Start | Not Available | [5 empty] | 90 |  | Internal | Vertical
EMO002529 | DEMAG | 34372519 | KBF90A | 0.20/0.80 | kW | 380 | 1.50/2.50 | 50 | 8/2 | 590/2520 |  |  | 90A |  | 3 | 0.64/0.92 |  | 54 | F |  | Start | Not Available | [5 empty] | 90 |  | Internal | Vertical
EMO002532 | TECO | 3591140004 | AEEF | 3.7 | kW | 380 | 8.1 | 50 | 4 | 1440 | 6306 | 6306 | 112M |  | 3 |  |  | 54 | E |  | Start | Not Available | [7 empty] | Internal | Horizontal
EMO002535 | TECO | 3581720040 | AEEF | 3.7 | kW | 380 | 8.1 | 50 | 4 | 1440 | 6306 | 6306 | 112M |  | 3 |  |  | 54 | E |  | Start | Not Available | [7 empty] | Internal | Horizontal
EMO002538 | DEMAG |  | KBF80A/2 | 0.13/0.50 | kW | 380 | 1.2/1.5 | 50 | 8/2 | 630/2710 |  |  |  |  | 3 | [6 empty] | Not Available | [7 empty] | Internal | Vertical
EMO002539 | TECO | 3581720059 | AEEF | 3.7 | kW | 380 | 8.1 | 50 | 4 | 1440 | 6306 | 6306 | 112M |  | 3 |  |  | 54 |  |  | Start | Not Available | [7 empty] | Internal | Horizontal
EMO002540 | TECO | 3591140029 | AEEF | 3.7 | kW | 380 | 8.1 | 50 | 4 | 1440 | 6303 | 6303 | 112M |  | 3 |  |  | 54 |  |  | Start | Not Available | [7 empty] | Internal | Horizontal
EMO002543 | DEMAG |  | KBV71- B8/2 | 0.06/0.30 | kW | 380 | 1.30/1.20 | 50 | 8/2 | 660/2750 |  |  |  |  | 3 | [6 empty] | Not Available | [7 empty] | Internal | Vertical
EMO002627 | KONE | 457138 | MF13Z4106N | 15/2.5 | kW | 380 | 33/16 | 50 | 2/12 | 2810/430 |  |  |  |  | 3 |  |  |  | F |  |  | Not Available | [7 empty] | Internal | Vertical
EMO002628 | DEMAG | 34372518 | KBF90A | 0.20/0.80 | kW | 380 | 1.50/2.50 | 50 | 8/2 | 590/2520 |  |  |  |  | 3 | 0.64/0.92 |  |  |  |  | Start | Not Available | [7 empty] | Internal | Vertical
EMO002629 | DEMAG | 34372516 | KBF90A | 0.20/0.80 | kW | 380 | 1.50/2.50 | 50 | 8/2 | 590/2520 |  |  |  |  | 3 | 0.64/0.92 |  |  |  |  | Start | Not Available | [7 empty] | Internal | Vertical
EMO002635 | STROMBERG | 3129688 | HXUR | 30 | kW | 380 | 58 | 50 | 4 | 1470 | 6312 | 6311 | 200L | 55 | 3 | 0.86/0.49 |  | 54 | B |  | Delta | Available |  |  |  | 305 | 318 | 200 |  | Internal | Horizontal
EMO002880 | TECO | H124308 008 | AEEBKB | 55 | kW | 380 | 97.0 | 50 | 4 | 1480 | 6316 | 6213 | 250SC | 70 | 3 |  |  | 55 | F |  |  | Available |  |  |  | 311 | 406 | 250 |  | Internal | Horizontal
EMO003100 | teco | H7105109008 | AEEBKB | 37 | kW | 380 | 65.8 | 50 | 2 | 2950 | 6312 | 6212 | 200LA |  | 3 |  |  | 55 | F |  | Delta | Available | [7 empty] | Internal | Horizontal
EMO003586 | ELEKTRIM | 122804 |  | 0.37 | kW | 380 | 1.1 | 50 | 2 | 2800 |  |  |  |  | 3 | [6 empty] | Not Available | [7 empty] | Internal | Vertical
EMO003587 | ELEKTRIM |  |  | 0.37 | kW | 380 | 1.1 | 50 | 2 | 2800 |  |  |  |  | 3 | [6 empty] | Not Available | [7 empty] | Internal | Vertical
EMO003589 | SUMITOMO | 825FCD351 | TC:FIFB-10 | 0.55 | kW | 380 | 1.42 | 50 | 4 | 1400 | 6201 | 6203 | V805 |  | 3 |  |  |  |  | S1 |  | Not Available | [7 empty] | Internal | Vertical
EMO003680 | GTR |  | G3L3N15-MP15 | 1.5 | kW | 380 | 3.3 | 50 | 4 | 1440 |  |  |  |  | 3 | 0.81 |  | 44 | B |  |  | Not Available | [7 empty] | Internal | Vertical
EMO003683 | GTR | 5535353041001 | G3 LB 18-5 | 0.2 | kW | 380 | 0.56 | 50 | 4 | 1420 |  |  |  |  | 3 |  |  | 44 | B |  |  | Not Available | [7 empty] | Internal | Vertical
EMO003686 | GTR | 55355046001 | F3S35N12-MP | 0.75 | kW | 380 | 1.65 | 50 | 4 | 1430 |  |  |  |  | 3 |  |  | 44 | B | S1 | [9 empty] | Internal | Vertical
EMO003688 | MITTSUBISHI | CA6552001 | SF-R | 11 | kW | 380 | 21.5 | 50 | 4 | 1460 | 6309 | 6308 | 160M |  | 3 | 0.84 | 52.5 | 44 | B |  |  | Not Available | [7 empty] | Internal
EMO003692 | GTR | 54364407001 | H2L | 0.75 | kW | 380 | 1.5 | 50 | 4 | 1430 |  |  |  |  | 3 | 0.8 |  |  | B |  |  | Not Available | [7 empty] | Internal | Vertical
EMO003693 | MITTSUBISHI | CB1668001155 | HG-SR7024BK | 7 | kW | 265 | 13 | 50 | 2 | 2000 |  |  |  |  | 3 |  |  |  | F |  |  | Not Available | [7 empty] | Internal | Vertical
EMO003695 | MITTSUBISHI | CB1638002155 | HG-SR7024BK | 7 | kW | 265 | 13 | 50 | 2 | 2000 |  |  |  |  | 3 |  |  |  | F |  |  | Not Available
EMO003698 | MITTSUBISHI | G55317013155 | HG- KR43 | 1 | kW | 108 | 2.8 | 50 | 2 | 3000 |  |  |  |  | 3 |  |  |  | B |  |  | Not Available | [8 empty] | Vertical
EMO003702 | GTR | 5464403001 | G3L-40N | 1.5 | kW | 380 | 3.3 | 50 | 4 | 1440 |  |  |  |  | 3 |  |  | 44 | B |  |  | Not Available | [7 empty] | Internal | Vertical
EMO003703 | GTR | 5464403001 | G3L-40N | 1.5 | kW | 380 | 3.3 | 50 | 4 | 1440 |  |  |  |  | 3 | 0.81 |  | 44 | B |  |  | Not Available | [7 empty] | Internal | Vertical
EMO003704 | GTR | 55353047001 | F3SB | 0.4 | kW | 380 | 1.0 | 50 | 4 | 1410 |  |  |  |  | 3 |  |  | 44 | B |  |  | Not Available | [7 empty] | Internal | Vertical
EMO003732 | siemec | 566155 | 80B-4 | 0.75 | kW | 380 | 2.1 | 50 | 4 | 1410 |  |  | 80M |  | 3 |  |  | 55 |  | S1 |  | Not Available | [5 empty] | 80 |  | Internal | Vertical
EMO003757 | MOTOVARIO | 15010960947 | TS71B4 | 0.37 | kW | 400 | 1.9 | 50 | 4 | 1380 |  |  | 71b |  | 3 | 0.74 |  | 55 | F | S1 | Start | Not Available | [7 empty] | Internal | Vertical
EMO003758 | MOTOVARIO | 15010960942 | TS71B4 | 0.37 | kW | 400 | 1.9 | 50 | 4 | 1380 |  |  | 71b |  | 3 | 0.74 |  | 55 | F | S1 | Start | Not Available | [7 empty] | Internal | Vertical
EMO003759 | MOTOVARIO | 15010960950 | TS71B4 | 0.37 | kW | 400 | 1.9 | 50 | 4 | 1380 |  |  | 71b |  | 3 | 0.74 |  | 55 | F | S1 | Start | Not Available | [7 empty] | Internal | Vertical
EMO003760 | MOTOVARIO | 15010960964 | TS71B4 | 0.37 | kW | 400 | 1.9 | 50 | 4 | 1380 |  |  | 71b |  | 3 | 0.74 |  | 55 | E | S1 | Start | Not Available | [7 empty] | Internal | Vertical
EMO003762 | BOMER |  | MT 80 B/2 | 1.1 | kW | 400 | 2.5 | 50 | 2 | 2830 |  |  | 90B/L2 |  | 3 |  |  | 54 |  | S1 | Start | Not Available | [7 empty] | Internal | Vertical
EMO003764 | BOMER | 053MS1 | MT | 2.2 | kW | 400 | 4.3 | 50 | 2 | 2800 |  |  | 90L |  | 3 |  |  | 54 | F | S1 | Start | Not Available | [7 empty] | Internal | Vertical
EMO003766 | BOMER |  | MT | 2.2 | kW | 400 | 4.3 | 50 | 2 | 2800 |  |  | 90L |  | 3 |  |  | 54 | F | S1 | Start | Not Available | [7 empty] | Internal | Vertical
EMO003768 | RUSCH | BN102267320051014 |  | 3 | kW | 380 | 7.2 | 50 | 2 | 2860 |  |  |  |  | 3 |  |  | 55 | F |  | Start | Not Available | [8 empty] | Vertical
EMO003769 | SEW |  | RF67DRS | 5.5 | kW | 380 | 11.6 | 50 | 4 | 1440 |  |  | 132S |  | 3 |  |  | 55 | F |  | Start | Not Available | [7 empty] | External | Vertical
EMO003771 | SEW | 36.72154214.04.0001X1520 | R47 DRS | 1.5 | kW | 380 | 3.4 | 50 | 4 | 1395 |  |  | 90M |  | 3 |  |  | 54 |  | S1 | Start | Not Available | [7 empty] | Internal | Vertical
EMO003772 | SEW | 16.72154214.05.0001.15.20 | SA57/ TR17 | 0.25 | kW | 380 | 0.69 | 50 | 4 | 1390 |  |  | 71S |  | 3 |  |  | 54 | B | S1 | Start | Not Available | [7 empty] | Internal | Vertical
EMO003774 | MAPRO | D1551516 | CL50HS | 2.2 | kW | 380 | 5.43 | 50 | 2 | 2860 |  |  |  |  | 3 |  |  | 54 | E |  | Start | Not Available | [7 empty] | Internal | Vertical
EMO003314 | SIEMENS |  | 1LA 302 6-4 | 0.37 | kW | 380 | 1.2 | 50 | 4 | 1440 |  |  |  |  | 3
EMO003623 | AEG | 71-7 | G 269 | 22.5 | kW | 400 | 57 |  | 4 | 1470 |  |  |  |  | 3
EMO003917 | SEW |  | SAF67 R37 DR63S4 | 0.12 | kW | 380 | 0.41 | 50 | 4 | 1480 |  |  |  |  | 3
EMO004937 | LIGHTNIN | NDLV | 80MV | 0.75 | kW | 380 | 1.9 | 50 | 4 | 1450 |  |  |  |  | 3
EMO008011 | SIEMENS |  |  | 5.5 | kW | 380 | 11.4 | 50 | 4 | 1450 |  |  | 112L |  | 3 |  |  | 55 | F |  | Delta
EMO005002 | IMATRAN KAAMITYOLIIKE KY | 1820867 | ANCA-100LB | 3 | kW | 380 | 6.4 |  | 4 | 1445 |  |  |  |  | 3
EMO003391 | CMG | 804052/45-3 | SGA | 90 | kW | 380 | 152 | 50 | 4 | 1487 | 6317 | 6317 | 280 |  | 3 | 0.9 |  | 55 | F |  | Delta | Available | [7 empty] | Internal | Horizontal
EMO000615 | ABB |  | MBT | 18.5 | kW | 380 | 38.9 | 50 | 4 | 1475 |  |  | 180 |  | 3 |  |  | 55 | F |  | Delta | Not Available | [7 empty] | Internal | Horizontal
EMO000514 | TECO | MN304332 | AEEKB | 55 | kW | 380 | 105 | 50 | 4 | 1470 | NU216 | 6213 | 250 |  | 3 |  |  | 50 | F |  | Delta | Available | [7 empty] | Internal | Horizontal
EMO000279 | SIEMENS | HK746706 | SG 250 | 55 | kW | 380 | 101 | 50 | 4 | 1480 | 6314 | 6314 | 250 |  | 3 | 0.87 |  | 50 | F |  | Delta | Available | [7 empty] | Internal | Horizontal
EMO000621 | ABB | MK171005 | MBT | 15 | kW | 380 | 30 | 50 | 4 | 1470 |  |  | 160 |  | 3 |  |  | 50 | F |  | Delta | Not Available | [7 empty] | Internal | Horizontal
EMO002166 | TECO | 9K60017 | AEEBKB | 15 | kW | 380 | 27.7 | 50 | 4 | 1455 | 6309 | 6307 | 160L |  | 3 |  |  | 50 | F |  | Delta | Not Available | [7 empty] | Internal | Horizontal
EMO000623 | ABB | MK171009 | MBT | 37 | kW | 380 | 74 | 50 | 4 | 1475 |  |  | 225 |  | 3 | 0.83 |  | 50 | F |  | Delta | Available | [7 empty] | Internal | Horizontal
EMO000618 | Siemens | 355668 | ILA4 | 90 | kW | 380 | 168 | 50 | 4 | 1480 |  |  | 280 |  | 3 | 0.86 |  | 54 | F |  | Delta | Available | [7 empty] | Internal | Horizontal
EMO003895 | ABB | 3438759 | M2BA | 90 | kW | 380 | 165 | 50 | 4 | 1481 | 6316 | 6315 | 280 |  | 3 | 0.86 |  | 55 | F |  | Delta | Available | [7 empty] | Internal | Horizontal
EMO000617 | ABB | MK17100614 | MBT | 15 | kW | 380 | 30 | 50 | 4 | 1470 |  |  | 160 |  | 3 |  |  | 55 | F |  | Delta | Not Available | [7 empty] | Internal | Horizontal
EMO000238 | ABB |  | MBT 132M | 7.5 | kW | 380 | 16 | 50 | 4 | 1470 |  |  | 132M |  | 3 | 0.8 |  | 55 | F | S1 | Delta | Not Available | [7 empty] | Internal | Horizontal
EMO003724 | GE | XW34555051 | K | 15 | HP | 380 | 28.7 | 50 | 8 | 715 |  |  | 286 |  | 3 |  |  | 55 | B |  | Delta | Available | [8 empty] | Horizontal
EMO003453 | TEC0 | E1173097020 | AUELP | 0.37 | kW | 380 | 1.3 | 50 | 4 | 1470 |  |  |  |  | 3 |  |  | 54 | E | S1 | Start | Not Available | [8 empty] | Vertical
EMO002477 | Asgen |  | L/4 | 11 | kW | 380 | 26.5 | 50 | 4 | 1450 | 6310 | 6310 | 160 |  | 3 |  |  | 55 | F |  | Delta | Available | [7 empty] | Internal | Horizontal
EMO002874 | ROSSI |  | 3MA 112M6B5 | 2.2 | kW | 380 | 5.7 | 50 | 6 | 935 |  |  |  |  | 3 | [6 empty] | Not Available
EMO000197 | TECO |  | AEEBAC | 11 | kW | 380 | 22.6 | 50 | 4 | 1450 | 6309 | 6307 | 180 L | 42 | 3 |  |  | 55 | F | S1 | Delta | Not Available |  |  |  | 210 | 254 | 160 |  | Internal | Horizontal
EMO002120 | ABB | 3259216 -1006WM | M2BA | 45 | kW | 380 | 86 | 50 | 4 | 1477 | 6313 | 6313 | 225S | 60 | 3 |  |  | 55 | F | S1 | Delta | Available |  |  |  | 286/311 | 356 | 225 |  | Internal | Horizontal
EMO000449 | ABB |  | M2AA | 37 | kW | 380 | 72 | 50 | 4 | 1475 | 6313 | 6212 | 225S | 60 | 3 | 0.84 |  | 55 | F |  | Delta | Available |  |  |  | 267/311 | 356 | 225 |  | Internal | Horizontal
EMO002932 | TECO | 69B2520003 | AERAKA | 11 | kW | 380 | 23.1 | 50 | 6 | 965 | 6311 | 6307 |  |  | 3 | [6 empty] | Not Available | [7 empty] | Internal | Horizontal
EMO003070 | BROWN | 00 594 | BOVERY | 5.9 | kW | 380 | 13 | 50 | 4 | 1450 |  |  | 160 |  | 3 |  |  | 54 | F |  |  | Not Available |  |  |  | 240 | 250 | 160 |  | Internal | Horizontal
EMO002722 | BROWN | 319752711 | BOVERY | 5.9 | kW | 380 | 13 | 50 | 4 | 1450 |  |  | 160 |  | 3 |  |  | 54 | F |  |  | Not Available |  |  |  | 240 | 250 | 160 |  | Internal | Horizontal
EMO002747 | TECO | 01H2H247 | AEEB | 5.5 | kW | 380 | 11.4 | 50 | 2 | 2930 | 6308 | 6308 | 132S |  | 3 |  |  | 54 | F |  |  | Not Available |  |  |  | 140 | 210 | 132 |  | Internal | Horizontal
EMO002729 | TECO | P9524851 | AEVF | 0.75 | kW | 380 | 2.1 | 50 | 4 | 1430 | 6204 | 6204 | 80 |  | 3 |  |  | 55 | F |  | Delta | Not Available | [7 empty] | Internal | Vertical
EMO005030 | CGE | 19099-5 | C132S2 | 7.5 | kW | 380 | 15.5 | 50 | 2 | 2980 | 6208 | 6208 | 132S | 38 | 3 | [5 empty] | Delta | Not Available |  |  |  | 140 | 210 | 132 |  | Internal | Horizontal
EMO002736 | ABB | 00 589 | MBT | 4 | kW | 380 | 8.1 | 50 | 2 | 2920 |  |  | 112 | 28 | 3 | [6 empty] | Not Available |  |  |  | 140 | 190 | 112 |  | Internal | Horizontal
EMO003950 | MEZ |  |  | 4 | kW | 380 | 8 | 50 | 2 | 2920 |  |  | 112 | 28 | 3 | [6 empty] | Not Available |  |  |  | 140 | 190 | 112 |  | Internal | Horizontal
EMO002739 | STOMBERG | 5515MD | HXR | 4 | kW | 380 | 8.3 | 50 | 2 | 2970 | 6307 | 6206 | 112 | 28 | 3 |  |  | 54 | F |  | Delta | Not Available |  |  |  | 140 | 190 | 112 |  | Internal | Horizontal
EMO002720 | TECO | 9160020 | AEEB | 11 | kW | 380 | 23.7 | 50 | 6 | 965 | 6309 | 6307 | 160L | 42 | 3 |  |  | 55 | F |  | Delta | Not Available |  |  |  | 254 | 254 | 160 |  | Internal | Horizontal
MGM001048 | NORD |  | SK90L/4 | 1.5 | kW | 380 | 3 | 50 | 4 | 1395 |  |  | 90L |  | 3 | [6 empty] | Not Available | [5 empty] | 90 |  | Internal | Vertical
EMO002738 | TECO | K946832 | AEEB | 1.5 | kW | 380 | 4.8 | 50 | 6 | 925 | 6306 | 6305 | 100L |  | 3 |  |  | 54 | F |  |  | Not Available | [5 empty] | 100 |  | Internal | Horizontal
EMO002742 | ABB | 5582VM | HXA | 7.5 | kW | 380 | 16.3 | 50 | 4 | 1440 | 6308 | 6307 | 132S | 38 | 3 |  |  | 55 | F |  | Delta | Not Available |  |  |  | 140 | 216 | 132 |  | Internal | Horizontal
EMO002829 | TECO | P9524721 | AEEB | 7.5 | kW | 380 | 15 | 50 | 2 | 2900 | 6308 | 6306 | 132S | 38 | 3 |  |  | 55 | F |  | Delta | Not Available |  |  |  | 140 | 216 | 132 |  | Internal | Horizontal
EMO000396 | TECO | 8571033 | AEEB | 3.7 | kW | 380 | 9 | 50 | 8 | 740 | 6309 | 6307 | 132 | 42 | 3 |  |  | 55 | F |  | Delta | Not Available | [5 empty] | 132 |  | Internal | Horizontal
EMO004170 | MARATHON |  | HJN1 | 7.5 | kW | 380 | 16 | 50 | 6 | 970 | 6309 | 6309 | 160 | 38 | 3 |  |  | 55 | F |  | Delta | Not Available |  |  |  | 210 | 254 | 160 |  | Internal | Horizontal
EMO000042 | TECO | TE9140057 | AEEB | 7.5 | kW | 380 | 15 | 50 | 4 | 1445 | 6308 | 6306 | 132M | 38 | 3 |  |  | 55 | F |  | Delta | Not Available |  |  |  | 178 | 216 | 132 |  | Internal | Horizontal
EMO000030 | ABB | 00 471 | MBT | 4 | kW | 380 | 91 | 50 | 4 | 1435 |  |  | 112M | 28 | 3 |  |  | 55 | F |  | Delta | Not Available |  |  |  | 140 | 190 | 112 |  | Internal | Horizontal
EMO003337 | ASGA | 00 750 |  | 5.5 | kW | 380 | 11 | 50 | 4 | 1450 |  |  | 132M | 38 | 3 | [6 empty] | Not Available |  |  |  | 178 | 211 | 132 |  | Internal | Horizontal
EMO004947 | Huada |  | Y1 | 7.5 | kW | 380 | 16 | 50 | 4 | 1440 |  |  | 132M | 38 | 3 |  |  | 55 | F |  | Delta | Not Available |  |  |  | 140/178 | 216 | 132 |  | Internal | Horizontal
EMO003429 | WORD | 00 611 | ENERGY | 7.5 | kW | 380 | 15 | 50 | 4 | 1440 |  |  | 132M | 38 | 3 | [5 empty] | Delta | Not Available |  |  |  | 178 | 216 | 132 |  | Internal | Horizontal
EMO002835 | NORD | 36812801/12826987 | SK | 7.5 | kW | 380 | 15 | 50 | 4 | 1445 |  |  | 132M |  | 3 |  |  | 55 | F | S1 | Delta | Not Available | [5 empty] | 132 |  | Internal | Horizontal
EMO002824 | ABB | 00 583 | M2BA | 4 | kW | 380 | 8.9 | 50 | 4 | 1435 |  |  | 112M | 28 | 3 | 0.80 |  | 55 | F |  | Delta | Not Available |  |  |  | 140 | 190 | 112 |  | Internal | Horizontal
EMO000027 | WORLD ENERGY |  | 1K | 0.75 | kW | 380 | 1.9 | 50 | 4 | 1450 |  |  |  |  | 3 |  |  | 54 | F |  | Start | Not Available | [7 empty] | Internal | Horizontal
EMO002164 | STROMBERG | A7435MD | HXUR328G2 | 15 | kW | 380 | 30 | 50 | 4 | 1458 | 6309 | 6308 | 160L | 42 | 3 | 0.86 |  |  | B |  | Delta | Available | [7 empty] | Internal | Horizontal
MDO000010 | TUNGLE |  |  | 0.4 | kW | 380 | 1.2 | 50 | 4 | 1430 |  |  |  |  | 3 | [15 empty] | Vertical
MDO000011 | TUNGLE |  |  | 0.4 | kW | 380 | 1.2 | 50 | 4 | 1430 |  |  |  |  | 3 | [15 empty] | Vertical
MDO000012 | TUNGLE |  |  | 0.4 | kW | 380 | 1.2 | 50 | 4 | 1430 |  |  |  |  | 3 | [15 empty] | Vertical
MDO000024 | TUNGLE |  |  | 0.4 | kW | 380 | 1.2 | 50 | 4 | 1430 |  |  |  |  | 3 | [15 empty] | Vertical
MDO000017 | TUNGLE |  |  | 0.4 | kW | 380 | 1.2 | 50 | 4 | 1430 |  |  |  |  | 3 | [15 empty] | Vertical
MDO000019 | TUNGLE |  |  | 0.4 | kW | 380 | 1.2 | 50 | 4 | 1430 |  |  |  |  | 3 | [15 empty] | Vertical
MGM000005 | DEMAG | 43113787 | KBF90A | 0.20/0.80 | kW | 380 | 1.50/2.50 | 50 | 8/2 | 590/ 2520 |  |  |  |  | 3 | 0.64/0.92 |  |  | F |  | Start | Not Available | [7 empty] | Internal | Vertical
MGM000006 | DEMAG | 43113788 | KBF90A | 0.20/0.80 | kW | 380 | 1.50/2.50 | 50 | 8/2 | 590/ 2520 |  |  |  |  | 3 | 0.64/0.92 |  |  | F |  | Start | Not Available | [7 empty] | Internal | Vertical
MGM000003 | DEMAG | 3880106 | KBF90A | 0.20/0.80 | kW | 380 | 1.50/2.50 | 50 | 8/2 | 590/ 2520 |  |  |  |  | 3 | 0.64/0.92 |  |  | F |  | Start | Not Available | [7 empty] | Internal | Vertical
EMO002801 | ACEC |  | 160M | 11 | kW | 380 | 22 | 50 | 4 | 1450 |  |  | 160L | 42 | 3 | [6 empty] | Available |  |  |  | 210/254 | 254 | 160 |  | Internal | Horizontal
EMO000004 | ABB |  | 160M/4 | 7.5 | kW | 380 | 17 | 50 | 6 | 970 |  |  | 160MB | 42 | 3 | [6 empty] | Not Available |  |  |  | 210/254 | 254 | 160 |  | Internal | Horizontal
EMO000007 | TECO | K 960792 -9 | AEEBAC | 11 | kW | 380 | 22.6 | 50 | 4 | 1450 | 6309 | 6307 | 160M | 42 | 3 |  |  | 55 | F |  | Delta | Not Available |  |  |  | 210 | 254 | 160 |  | Internal | Horizontal
EMO000003 | ABB | AC614024D | MBT | 7.5 | kW | 380 | 16 | 50 | 4 | 1445 |  |  |  |  | 3 |  |  | 55 | F |  | Delta | Not Available | [7 empty] | Internal | Vertical
EMO000005 | NORD | 3551202015173330 | SK100AH/4 | 3 | kW | 380 | 6.54 | 50 | 4 | 1425 |  |  | 100A |  | 3 |  |  | 55 | F |  | Start | Not Available | [7 empty] | Internal | Vertical
EMO000002 | NORD | 3551202015173328 | SK100AH/4 | 3 | kW | 380 | 6.54 | 50 | 4 | 1425 |  |  | 100A |  | 3 |  |  | 55 | F |  | Start | Not Available | [7 empty] | Internal | Vertical
EMO000012 | ABB | 00 306 | MBT | 7.5 | kW | 380 | 16 | 50 | 4 | 1410 |  |  | 132M |  | 3 |  |  | 55 | F |  | Delta | Not Available |  |  |  | 140/178 | 216 | 132 |  | Internal | Horizontal
MGM000357 | PLENDER HIMMEL | 0440496 | 161- G132M4 | 7.5 | kW | 380 | 15.5 | 50 | 4 | 1440 |  |  | 132M |  | 3 |  |  | 54 | F |  | Delta | Not Available | [7 empty] | Internal | Vertical
EMO005014 | siemens |  | DF148LA 132M | 7.5 | kW | 380 | 15.5 | 50 | 4 | 1450 |  |  | 132M |  | 3 |  |  | 55 | F |  | Delta | Not Available | [7 empty] | Internal | Vertical
EMO002743 | TECO | K960401 | AEEBAC | 5.5 | kW | 380 | 11.9 | 50 | 4 | 1470 | 6308 | 6306 | 132M |  | 3 |  |  | 55 | F |  | Delta | Not Available | [7 empty] | Internal | Horizontal
EMO000355 | ABB | 3284808 | M2AA | 75 | kW | 380 | 139 | 50 | 4 | 1475 | 6315 | 6315 | 250 |  | 3 | 0.86 |  | 55 | F |  | Delta | Available | [7 empty] | Internal | Vertical
EMO003329 | FRENSTAT | 4209368 |  | 18.5 | kW | 380 | 36.7 | 50 | 4 | 1470 |  |  | 180 |  | 3 |  |  | 55 | F |  | Delta | Not Available | [7 empty] | Internal | Horizontal
EMO002840 | ABB | MK16006 | MBT | 7.5 | kW | 380 | 17 | 50 | 6 | 970 |  |  | 160 |  | 3 | 0.77 |  | 55 | F |  | Delta | Not Available | [7 empty] | Internal | Horizontal
EMO003655 | MARATHON | 67504601J | HJN1 | 90 | kW | 380 | 167 | 50 | 4 | 1480 | 6317 | 6317 | 280 |  | 3 | 0.87 |  | 55 | F |  | Delta | Available | [7 empty] | Internal | Horizontal
EMO000983 | TECO | P9508151 | AEEBPA | 30 | kW | 380 | 63.2 | 50 | 6 | 975 | 6313 | 6213 | 225 |  | 3 |  |  | 55 | F |  | Delta | Available | [7 empty] | Internal | Horizontal
EMO000527 | ASGEN | 344220 | 180L | 22 | kW | 380 | 48 | 50 | 4 | 1460 |  |  | 180L |  | 3 |  |  | 55 | F |  | Delta | Available | [7 empty] | Internal | Horizontal
EMO004234 | MARATHON | 72105902 | HJN1 | 132 | kW | 380 | 241 | 50 | 4 | 1480 | 6319 | 6319 | 315 |  | 3 |  |  | 55 | F |  | Delta | Available | [7 empty] | Internal | Horizontal
EMO003751 | TOYO DENKY | 912531 | DK3417V-AV3A-D01 | 55 | kW | 400 | 129 | 50 |  | 1193-1459 | NU316 | 6213 |  |  | 3 |  |  |  | F | S1 |  | Available | [8 empty] | Horizontal
EMO003344 | MASTER |  |  | 2.2 | kW | 380 | 5.2 | 50 | 4 | 1445 |  |  |  |  | 3 |  |  |  | B | S1 | Start | Not Available | [8 empty] | Vertical
EMO000354 | ABB |  | MBT | 55 | kW | 380 | 108 | 50 | 4 | 1470 | 6214 | 6214 | 250M | 65 | 3 |  |  | 55 | F |  | Delta | Available |  |  |  | 349 | 406 | 250 |  | Internal | Horizontal
EMO001006 | ABB | 562 | M2AA | 55 | kW | 380 | 103 | 50 | 4 | 1470 | 6315 | 6213 | 250M | 65 | 3 |  |  | 55 | F |  | Delta | Available |  |  |  | 349 | 406 | 250 |  | Internal | Horizontal
MGM000288 | TECO | 6099007004 | AEEBPA | 11 | kW | 380 | 21.3 | 50 | 4 | 1455 | 6311 | 6307 | 160M |  | 3 |  |  | 55 | F |  | Delta | Available | [7 empty] | Internal | Horizontal
EMO003346 | SLO-SYN |  |  | 0.37 | kW | 380 | 1.2 | 50 |  | 1420 |  |  |  |  | 3 |  |  | 54 | F | S1 | Start | Not Available | [8 empty] | Vertical
MGM000107 | TECO | 9K60010 | AEEBAC | 15 | kW | 380 | 31.9 | 50 | 6 | 965 | 6311 | 6310 | 180L |  | 3 |  |  | 55 | F |  | Delta | Available | [7 empty] | Internal | Horizontal
MGM000102 | TECO | 3200230001 | AERF | 5 | HP | 380 | 8.1 | 50 | 4 | 1440 | 6208 | 6306 |  |  | 3 |  |  | 55 | F |  | Start | Not Available | [7 empty] | Internal | Vertical
MGM000104 | TECO | 22B2220002 | AERF | 0.75 | kW | 380 | 2 | 50 | 4 | 1410 | 6205 | 6204 |  |  | 3 |  |  | 55 | F |  | Start | Not Available | [7 empty] | Internal | Vertical
MGM000103 | TECO | 22B2220001 | AERF | 0.75 | kW | 380 | 2 | 50 | 4 | 1410 | 6205 | 6204 |  |  | 3 |  |  | 55 | F |  | Start | Not Available | [7 empty] | Internal | Vertical
MGM000105 | TECO | MK32B2210001 | AERF | 2 | kW | 380 | 5 | 50 | 4 | 1430 | 6207 | 6305 |  |  | 3 |  |  | 44 | F |  | Start | Not Available | [7 empty] | Internal | Vertical
MGM000767 | GTR | 54364407001 | H2L40L160 | 0.75 | kW | 380 | 1.5 | 50 | 4 | 1430 |  |  |  |  | 3 | 0.8 |  | 55 | B |  | Start | Not Available | [7 empty] | Internal | Vertical
MGM000099 | SEW | 60.D1094683 | K37D171D4 | 0.37 | kW | 380 | 1.2 | 50 | 4 | 1300 |  |  |  |  | 3 | 0.76 |  | 54 | F |  | Start | Not Available | [7 empty] | Internal | Vertical
MGM000101 | VBM-3538 | 393847-97-B-1 |  | 0.5 | HP | 380 | 1.9 | 50 | 4 | 1725 |  |  |  |  | 3 |  |  | 55 | F |  | Start | Not Available | [7 empty] | Internal | Vertical
MGM000088 | BROOK CROMTON | D291305 |  | 2.2 | kW | 380 | 4.5 | 50 | 4 | 1430 |  |  |  |  | 3 |  |  | 55 | F |  | Start | Not Available | [7 empty] | Internal | Vertical
MGM000097 | SIEMEC | 566155 | 80B-4 | 0.75 | kW | 380 | 2.1 | 50 | 4 | 1410 |  |  |  |  | 3 |  |  | 55 | F |  | Start | Not Available | [7 empty] | Internal | Vertical
MGM000095 | D100 |  | LAD | 2.2 | kW | 380 | 4.9 | 50 | 4 | 1420 |  |  |  |  | 3 |  |  | 55 | F |  | Start | Not Available | [7 empty] | Internal | Vertical
EMO003352 | MITTSUBISHI | 133852319Y | GN-SFB | 0.4 | kW | 380 | 1.1 | 50 | 4 | 1475 |  |  |  |  | 3 |  |  | 44 | E | S1 | Start | Not Available | [8 empty] | Vertical
EMO003359 | CTR | 39324097 | MFG | 0.4 | kW | 380 | 1 | 50 | 4 | 1460 |  |  |  |  | 3 | 0.8. |  | 44 | B | S1 | Start | Not Available | [8 empty] | Vertical
EMO000320 | SUMITOMO | C8091450 | TC-EX | 0.1 | kW | 380 | 0.35 | 50 | 4 | 1400 |  |  | V63S |  | 3 |  |  | 44 | E | S1 |  | Not Available | [8 empty] | Vertical
EMO000323 | TOSHIBA | 30241804 | 1K | 0.4 | kW | 380 | 1.1 | 50 | 4 | 1470 | 6203 | 6203 |  |  | 3 |  |  |  | E | S1 | Start | Not Available | [8 empty] | Vertical
EMO000324 | SLO-SYN |  |  | 0.37 | kW | 380 | 1.2 | 50 | 4 | 1420 |  |  |  |  | 3 |  |  | 54 | F | S1 | Start | Not Available | [8 empty] | Vertical
EMO002828 | ELECTRIM |  |  | 7.5 | kW | 380 | 15.6 | 50 | 4 | 1440 |  |  |  |  | 3 | [6 empty] | Not Available | [7 empty] | Internal | Horizontal
MGM000494 | SUMITOMO | M8FAT634 | F | 2.2 | kW | 380 | 4.87 | 50 | 4 | 1430 |  |  | 100L |  | 3 | 0.79 |  | 55 | F | S1 | Start | Not Available | [7 empty] | Internal | Vertical
MGM000044 | EMOD | 1283921 |  | 2.2 | kW | 380 | 5.4 | 50 | 4 | 1400 |  |  | 100L/4 |  | 3 | 0.81 |  | 33 | B |  | Start | Not Available | [7 empty] | Internal | Vertical
MGM000046 | EMOD | 1283923 |  | 2.2 | kW | 380 | 5.4 | 50 | 4 | 1410 |  |  | 100L/4 |  | 3 | 0.81 |  | 33 | B |  | Start | Not Available | [7 empty] | Internal | Vertical
MGM000054 | EMOD | 1283922 |  | 2.2 | kW | 380 | 5.4 | 50 | 4 | 1400 |  |  | 100L/4 |  | 3 | 0.81 |  | 33 | B |  | Start | Not Available | [7 empty] | Internal | Vertical
MGM000037 | TUNG LEE |  |  | 1.5 | kW | 380 | 4 | 50 | 4 | 1420 |  |  |  |  | 3 |  |  |  |  | S1 | Start | Not Available | [7 empty] | Internal | Vertical
EMO000139 | TOYO DENKI SEIZO K.K | 94736 | DK3417V-AV3A-D01 | 51 | kW | 400 | 129 | 50 |  | 1150-1500 | NU316 | 6213 |  |  | 3 |  |  | 55 | F | S1 |  | Available | [8 empty] | Horizontal
MGM000363 | MARELI |  |  | 7.5 | kW | 380 | 15.3 | 50 | 4 | 1450 |  |  |  |  | 3 |  |  |  |  | S1 | Delta | Not Available | [7 empty] | Internal | Vertical
EMO002733 | TECO | P9727711 | AEEBKA | 4 | kW | 380 | 8.4 | 50 | 2 | 2870 | 6306 | 6306 | 112M |  | 3 |  |  | 55 | F |  | Start | Not Available |  |  |  | 140 | 190 | 112 |  | Internal | Horizontal
EMO003559 | ASEA | 775 | MT | 3 | kW | 380 | 6.9 | 50 | 4 | 1430 |  |  | 100L |  | 3 | [6 empty] | Not Available | [5 empty] | 100 |  | Internal | Horizontal
EMO002725 | TECO | K940932 | AEEBAC | 1.5 | kW | 380 | 4.08 | 50 | 6 | 925 | 6206 | 6305 | 100L |  | 3 |  |  | 54 | F |  | Start | Not Available | [5 empty] | 100 |  | Internal | Horizontal
EMO002731 | NORD | 3251G370 | 71L4TF | 0.37 | kW | 380 | 1.07 | 50 | 4 | 1380 |  |  |  |  | 3 |  |  | 55 |  |  | Start | Not Available | [7 empty] | Internal | Horizontal
EMO002714 | WORLD ENERGY |  | 1K | 0.4 | kW | 380 | 1.1 | 50 | 4 | 1400 |  |  |  |  | 3 | [5 empty] | Start | Not Available | [7 empty] | Internal | Vertical
EMO002717 | WORLD ENERGY |  | 1K | 0.4 | kW | 380 | 1.1 | 50 | 4 | 1400 |  |  |  |  | 3 | [5 empty] | Start | Not Available | [7 empty] | Internal | Vertical
MGM000014 | SEW |  |  | 0.55 | kW | 380 | 1.1 | 50 | 4 | 1400 |  |  |  |  | 3 |  |  |  |  | S1 | Start | Not Available | [7 empty] | Internal | Vertical
MGM000610 | SEW |  | R67DPS | 0.55 | kW | 380 | 1.63 | 50 | 4 | 1380 |  |  |  |  | 3 |  |  | 55 |  | S1 | Delta | Not Available | [7 empty] | Internal | Vertical
EMO000329 | TUNG LEE | 926318 | TL | 0.4 |  | 380 | 1.2 |  | 4 | 1450 |  |  |  |  | 3 |  |  | 55 | F | S1 |  | Not Available | [8 empty] | Horizontal
EMO000627 | TOYO DENKI | 922604 | DK3417V-AV-3A-D01 | 110 |  | 400 | 271 |  |  | 787 | NU324 | 6318 |  |  | 3 |  |  |  | F | S1 |  | Available | [8 empty] | Horizontal
EMO000636 | INDUKTION MOTOR |  | MLA | 3.7 |  | 380 | 8.1 |  | 4 | 1445 | 6306 | 6206 |  |  | 3 |  |  | 54 | F | S1 |  | Available | [8 empty] | Horizontal
EMO000637 | TOYO DENKY |  | DK3417V-AV3A-D01 | 110 |  | 380 | 271 |  |  | 787 | NU324 | 6318 |  |  | 3 |  |  |  | F | S1 |  | Available | [8 empty] | Horizontal
EMO000638 | INDUKTION MOTOR |  | MLA | 3.7 |  | 380 | 8.1 |  | 4 | 1445 | 6306 | 6206 |  |  | 3 |  |  | 54 | F | S1 |  | Not Available | [8 empty] | Horizontal
EMO003770 | SEW | 3007215420001X1520 | RF67DRS | 5.5 |  | 380 | 11.6 |  | 4 | 1440 |  |  | 132S |  | 3 |  |  | 54 | F | S1 | Delta | Not Available | [8 empty] | Vertical
EMO003777 |  |  |  | 7.5 |  | 380 | 14.1 |  | 4 | 1450 | 6308 | 6208 | 132M |  | 3 |  |  | 55 | F | S1 | Delta | Not Available | [5 empty] | 132 |  | Internal | Vertical
EMO003778 | ELVEM | 14040220027041 | GNM90L | 1.5 |  | 380 | 3.6 |  | 4 | 1425 | 6205 | 6205 | 90 |  | 3 |  |  | 55 | F | S1 | Start | Not Available | [5 empty] | 90 |  |  | Vertical
EMO000136 | TOYO DENKI SEIZO K.K | 34420 | DK3347V-AU3C-D01 | 51/55 |  | 400 | 129 |  |  | 1150-1500 | NU316 | 6213 |  |  | 3 |  |  |  | F | S1 |  | Available | [8 empty] | Horizontal
EMO000137 | SIEMENS | 646754 | 1GH2224-1BK10-Z | 99 |  | 400 | 240 |  |  | 1880-2600 | NU314 | 6313 |  |  | 3 |  |  |  | B | S1 |  | Available | [8 empty] | Horizontal
EMO003780 | AEG | 691644 | AW 89 | 88 |  | 440 | 220 |  | 4 | 1470-1910 |  |  |  |  | 3 |  |  |  | B | S1 |  | Available | [8 empty] | Horizontal
EMO000140 | AEG | 1-740823 | G269 | 22.5 |  | 400 | 57 |  | 4 | 1470-1910 |  |  |  |  | 3 |  |  |  | B | S1 |  | Available | [8 empty] | Horizontal
EMO000141 | AEG | 1-740824 | G269 | 22.5 |  | 400 | 57 |  | 4 | 1470-1910 |  |  |  |  | 3 |  |  |  | B | S1 |  | Available | [8 empty] | Horizontal
EMO000203 | TOYO DENKI | 931359 | DK3417V-AV-3A-D01 | 45 |  | 400 | 114 |  |  | 1150-1500 | NU316 | 6213 |  |  | 3 |  |  |  | F | S1 |  | Available | [8 empty] | Horizontal
EMO000207 | TOYO DENKI SEIZO K.K | CM-931353 | DK4317V-AD4A-D01 | 90 |  | 400 | 225 |  | 4 | 1150-1500 | NU320 | 6315 |  |  | 3 |  |  |  | F | S1 |  | Available | [8 empty] | Horizontal
EMO000213 | SIEMENS | 698918 | IGH2224-IBK-10Z | 99 |  | 400 | 240 |  |  | 1880-2600 | NU314 | 6313 |  |  | 3 |  |  |  | B | S1 |  | Available | [8 empty] | Horizontal
EMO000215 | SIEMENS | 630949 | 1GH2 214 | 40 |  | 400 | 102 |  | 4 | 940-1920 | NU313 | 6312 |  |  | 3 |  |  |  | B | S1 |  | Available | [8 empty] | Horizontal
EMO000216 | SIEMENS | 648170 | 1GH2214-1AE 10Z | 40 |  | 400 | 102 |  |  | 940-1920 | NU313 | 6312 |  |  | 3 |  |  |  | B | S1 |  | Available | [8 empty] | Horizontal
EMO000217 | SIEMENZ | 646751 | IGH2224-IBK-10Z | 99 |  | 400 | 240 |  |  | 1880-2600 | NU314 | 6313 |  |  | 3 |  |  |  | B | S1 |  | Available | [8 empty] | Horizontal
EMO000219 | SIEMENS | 646752 | 1GH2224-1BK10-Z | 99 |  | 400 | 240 |  |  | 1880-2600 | NU314 | 6313 |  |  | 3 |  |  |  | B | S1 |  | Available | [8 empty] | Horizontal
EMO000218 | SIEMENS | 646750 | 1GH2224-1BK10-Z | 99 |  | 440 | 240/245 |  | 4 | 1880-2600 | NU314 | 6313 |  |  | 3 |  |  |  | B | S1 |  | Available | [8 empty] | Horizontal
EMO000225 | TOYO DENKI SEIZO K.K | 931358 | DK3147V-AV3A-D01 | 45 |  | 400 | 114 |  | 4 | 1150-1500 | NU316 | 6213 |  |  | 3 |  |  |  | F | S1 |  | Available | [8 empty] | Horizontal
EMO000307 | TOYODENKI |  | DK3416V-AR9A-D01 | 37 |  | 400 | 95 |  |  | 1150-1500 | NU316 | 6213 |  |  | 3 |  |  |  | F | S1 |  | Available | [8 empty] | Horizontal
EMO000310 | TOYODENKI | 931652 | DK3416V-AR9A-D01 | 37 |  | 440 | 95 |  |  | 1150-1500 | NU316 | 6213 |  |  | 3 |  |  |  | F | S1 |  | Available | [8 empty] | Horizontal
EMO000312 | TOYO DENKI SEIZO K.K | 931642 | DK4304V-AC4B-D01 | 75 |  | 440 | 190 |  | 4 | 1150-1500 | NU316 | 6315 |  |  | 3 |  |  |  | F | S1 |  | Available | [8 empty] | Horizontal
EMO000313 | TOYO DENKI SEIZO K.K | 4942 | DK3347V-AU3C-DK4304V | 75 |  | 400 | 190 |  |  | 1150-1500 | NU316 | 6315 |  |  | 3 |  |  |  | F | S1 |  | Available | [8 empty] | Horizontal
EMO000659 | TOYO DENKI SEIZO K.K | 931351 | DK3417V-AV3A-D01 | 55 |  | 440 | 139 |  |  | 1150-1500 | NU316 | 6213 |  |  | 3 |  |  |  | F | S1 |  | Available | [8 empty] | Horizontal
EMO000316 | TOYO DENKI SEIZO K.K | 931840 | DK4304V-AC4B-D01 | 75 |  | 440 | 190 |  | 4 | 1150-1500 | NU316 | 6315 |  |  | 3 |  |  |  | F | S1 |  | Available | [8 empty] | Horizontal
EMO000311 | TOYO DENKI SEIZO K.K | 931352 | DK4317V-AD4A-D01 | 90 |  | 440 | 225 |  |  | 1150-1500 | NU316 | 6315 |  |  | 3 |  |  |  | F | S1 |  | Available | [8 empty] | Horizontal
EMO000319 | TOYO DENKI SEIZO K.K |  | DK3147V-AV3A-D01 | 63 |  | 400 | 160 |  |  | 1150-1500 |  |  |  |  | 3 |  |  |  | F | S1 |  | Available | [8 empty] | Horizontal
EMO000322 | SLO-SYN |  |  | 0.1 |  | 400 | 0.3 |  |  | 1320 |  |  |  |  | 3 |  |  |  |  | S1 |  | Not Available | [8 empty] | Vertical
EMO000326 | SLO-SYN |  |  | 0.1 |  | 400 | 0.3 |  |  | 1320 |  |  |  |  | 3 |  |  |  |  | S1 |  | Not Available | [8 empty] | Vertical
EMO000328 | SLO-SYN |  |  | 0.1 |  | 400 | 0.3 |  |  | 1320 |  |  |  |  | 3 |  |  |  |  | S1 |  | Not Available | [8 empty] | Vertical
EMO002491 | TOYO DENKI | CM-912529 | DK3417V-AV3A-D01 | 51 |  | 400 | 129 |  |  | 1150-1500 | NU316 | 6213 |  |  | 3 |  |  |  | F | S1 |  | Available | [8 empty] | Horizontal
EMO002563 | AEG | NR.623246 | AW89VDE0530 | 88 |  | 400 | 220 |  |  | 1470-1910 |  |  |  |  | 3 |  |  |  | B | S1 |  | Not Available | [8 empty] | Horizontal
EMO002630 | TOYO DENKI SEIZO K.K | 34421 | DK3316V-AM2E-D01 | 37 |  | 400 | 95 |  | 4 | 1150-1500 | NU316 | 6213 |  | 75 | 3 |  |  |  | F | S1 |  | Available | [8 empty] | Horizontal
EMO000306 | TOYODENKI |  | DK3416V-AR9A-D01 | 37 |  | 400 | 95 |  | 4 | 1150-1500 | NU316 | 6213 |  |  | 3 |  |  |  | F | S1 |  | Available | [8 empty] | Horizontal
MGM000077 | SEW |  |  | 0.75 |  | 380 | 2.35 |  | 4 | 1450 |  |  |  |  | 3 |  |  | 55 | E | S1 | Start | Not Available | [8 empty] | Vertical
EMO003910 | TECO | P2147410095 | AEEBKB | 1.5 |  | 380 | 3.56 |  | 4 | 1400 | 6205 | 6205 |  |  | 3 |  |  | 55 | F | S1 | Start | Not Available | [8 empty] | Horizontal
MGM000080 | SEW |  |  | 3 |  | 380 | 6.9 |  | 4 | 1450 |  |  |  |  | 3 |  |  | 55 | E | S1 | Start | Not Available | [8 empty] | Vertical
EMO003911 | TECO | P213B400106 | AEEBKB | 1.5 |  | 380 | 3.56 |  | 4 | 1400 | 6205 | 6205 |  |  | 3 |  |  | 55 | F | S1 | Start | Not Available | [8 empty] | Horizontal
MGM000065 | MUCHNA | 35982 | 331A80K8 | 0.18 |  | 380 | 0.9 |  | 4 | 1420 |  |  |  |  | 3 |  | 0.7 | 44 | E | S1 |  | Not Available | [8 empty] | Vertical
MGM000066 | MUCHNA |  | 80KB | 0.18 |  | 380 | 0.9 |  | 4 | 1420 |  |  |  |  | 3 |  | 0.74/0.41 | 44 | E | S1 |  | Not Available | [8 empty] | Vertical
MGM000068 | SEW | 673720 | 852VD901-47 | 1.5 |  | 400 | 0.9 |  | 4 | 1420 |  |  |  |  | 3 |  | 0.76 |  | E | S1 |  | Not Available | [8 empty] | Vertical
MGM000069 | SEW |  |  | 1.5 |  | 400 | 0.9 |  | 4 | 1420 |  |  |  |  | 3 |  | 0.76 |  | E | S1 |  | Not Available | [8 empty] | Vertical
MGM000067 | BAUER | 13085523 | D1A4EH | 4 |  | 380 | 7.1 |  | 4 | 1420 |  |  |  |  | 3 |  | 0.79 |  | B | S1 | Delta | Not Available | [8 empty] | Vertical
MGM000064 | BAUER | 873867 | DK841A | 0.75 |  | 380 | 2.15 |  | 4 | 1420 |  |  |  |  | 3 |  | 0.76 |  | E | S1 |  | Not Available | [8 empty] | Vertical
EMO002887 | AEG | 623233 | AW77 | 33 |  | 400 | 84 |  |  | 1470-1910 |  |  |  |  | 3 |  |  |  | B | S1 |  | Not Available | [8 empty] | Horizontal
EMO005107 | MARATHON | WX11008530-7001J | SCA 160L-A02 | 18.5 |  | 380 | 34.4 |  | 2 | 2950 |  |  | 160L |  | 3 |  |  |  | F | S1 | Delta | [9 empty] | Horizontal
EMO005105 | Marathon | WX11007928-1001 | SCA 225S04 | 37 | kW | 380 | 69.7 | 50 | 4 | 1480 | 6313 | 6213 | 225S | 60 | 3 |  |  | 55 | F |  |  | Available |  |  |  | 311 | 356 | 225 |  | Internal | Horizontal
EMO000356 | ABB | 329066113150 | M2BA | 30 | kW | 380 | 56 | 50 | 4 | 1473 | 6312 | 6312 | 280M |  | 3 |  |  | 55 | F |  | Delta | Available | [7 empty] | Internal | Horizontal
MGM000729 | TECO | 3149190025 | AEVF | 3.7 | KW | 380 | 8.03 | 50 | 4 | 1445 | 6306 | 6306 | 112M |  | 3 |  |  | 44 | F |  | Delta | Not Available | [7 empty] | Internal | Vertical
EMO003341 | ABB | 2301 | M2AA90L3 | 1.5 | KW | 380 | 3 | 50 | 4 | 1450 | 6205 | 6205 | 90L |  | 3 | [12 empty] | 90 |  | Internal | Vertical
EMO005023 | MARELI |  | A4C160M | 11 |  | 380 | 23 |  | 4 | 1455 | 6310 | 6209 | 160M | 42 | 3 | 0.84 |  | 54 | F |  | Delta | Available | [7 empty] | Internal | Horizontal
MGM000184 | SUMITOMO | V63A/4 |  | 0.2 | kW | 380 | 0.62 | 50 | 4 | 1610 |  |  | 63M/4 |  | 3 | [5 empty] | Start | Not Available | [7 empty] | Internal | Vertical
MGM000053 | EMOD | 1283930 | 63L/4 | 0.18 | kW | 380 | 0.55 | 50 | 4 | 1360 |  |  |  |  | 3 |  |  | 54 | B | S1 | Start | Not Available
MGM000043 | MUCHNA | 49808 | 33K-D80 | 0.37 | kW | 380 | 1.13 | 50 | 6 | 960 |  |  | 80K/6 |  | 3 |  |  | 44 | B | S1 | Start | Not Available | [7 empty] | Internal | Vertical
MGM000042 | MUCHNA | 49805 | 33K-D80 | 0.37 | kW | 380 | 1.13 | 50 | 6 | 960 |  |  | 80K/6 |  | 3 |  |  | 44 | B | S1 | Start | Not Available | [7 empty] | Internal | Vertical
MGM000454 | ESSLINGEN | 5951681 | D2 | 0.37 |  | 380 | 1.25 |  | 2 | 2800 |  |  |  |  | 3 |  |  | 54 | E | S1 | Start | Not Available | [7 empty] | Internal | Vertical
MGM000048 | EBERHARD BAUER | 1214019 | DK942HZ1241 | 2 | HP | 380 | 3.75 |  | 4 | 1420 |  |  |  |  | 3 | 0.85 |  |  |  |  | Start | Not Available | [7 empty] | Internal | Vertical
EMO000646 | SIEMENS | 647158 | Motor Dibongkar | 30 | kW | 380 | 76 | 50 |  | 1750-2400 | NU311 | 6309 |  |  | 3 |  |  |  | B | S1 |  | Available | [8 empty] | Horizontal
EMO003681 | MITSUBISHI | FY2490006151 | HG-SR1024 | 1 | kW | 380 | 2.8 | 50 | 2 | 2000 |  |  |  |  | 3 |  |  |  | F |  |  | Not Available | [7 empty] | Internal | Vertical
EMO003682 | MITSUBISHI | FY1303003151 | HG-SR1024 | 1 | kW | 380 | 2.8 | 50 | 2 | 2000 |  |  |  |  | 3 |  |  |  | F |  |  | Not Available | [7 empty] | Internal | Vertical
EMO003924 | MAPRO | E15500574 | CL50HS | 2.2 | kW | 380 | 5.5 | 50 | 2 | 2800 |  |  |  |  | 3 |  |  | 54 | F | S1 |  | Not Available | [8 empty] | Vertical
EMO003776 | OEMER | 15G491 | HQLA | 118 |  | 400 | 280 |  |  | 580-3400 | 6318 | 6315 |  |  | 3 |  |  |  | F | S1 |  | Available | [8 empty] | Horizontal
EMO002746 | TECO | P9508101 | AEEBA | 7.5 |  | 380 | 16 |  | 4 | 1400 | 6308 | 6306 | 132 |  | 3 |  |  | 55 | F | S1 | Delta | Not Available | [7 empty] | Internal | Horizontal
EMO002803 | TEC0 |  | AEEB | 11 |  | 380 | 22.6 |  | 4 | 1455 |  |  | 160M | 42 | 3 |  |  | 55 | F | S1 | Delta | Not Available | [7 empty] | Internal | Horizontal
EMO000009 | ABB |  | MBT | 11 |  | 380 | 22 |  | 4 | 1450 |  |  | 160M | 42 | 3 | [14 empty] | Internal | Horizontal
EMO000011 | ABB |  | MBT | 11 |  | 380 | 22.5 |  | 4 | 1450 |  |  | 160M |  | 3 |  |  | 54 | F | S1 | Delta | Not Available
EMO000189 | ABB |  | MBT | 7.5 | kW | 380 | 16 | 50 | 4 | 1445 |  |  |  |  | 3 |  |  | 55 | F |  | Delta | Not Available | [7 empty] | Internal | Vertical
EMO002805 | ASGEN | 319117 | CIA | 11 |  | 380 | 23 |  | 4 | 1450 | 6309 | 6307 | 160M | 42 | 3 |  |  | 55 | F | S1 | Start | Available | [7 empty] | Internal | Horizontal
EMO002806 | ABB | 00453 | MBT | 15 |  | 380 | 30 |  | 4 | 1460 | 6209 | 6209 | 160l | 42 | 3 |  |  | 55 | F | S1 | Delta | Not Available | [7 empty] | Internal | Horizontal
EMO000010 | FLENDER | 0755105/01 | DF 168-G132M4 | 7.5 |  | 380 | 15.5 |  | 4 | 1445 |  |  |  |  | 3 |  |  | 55 | F | S1 | Delta | Not Available | [7 empty] | Internal | Vertical
MGM000055 | EMOD | 1283931 | 63L/4 | 0.18 |  | 380 | 0.55 |  | 4 | 1360 |  |  |  |  | 3 |  |  | 54 | B | S1 | Start | Not Available | [7 empty] | Internal | Vertical
MGM000614 | SUMITOMO | HNO451034 | V63M/4 | 0.18 |  | 380 | 0.55 |  | 4 | 1360 |  |  | 63L/4 |  | 3 | 0.72 |  | 55 | B | S1 | Start | Not Available | [7 empty] | Internal | Vertical
MGM000060 | SEW | L134172 | 540DT80N4 | 0.75 |  | 380 | 2.4 |  | 4 | 1450 | 6204 | 6204 | 80M |  | 3 |  |  | 55 | F | S1 | Start | Not Available | [7 empty] | Internal | Vertical
MGM000045 | SUMITOMO |  | RNYM.02 | 0.2 |  | 380 | 0.62 |  | 4 | 1410 |  |  | 63M |  | 3 |  |  | 55 | F | S1 | Start | Not Available | [8 empty] | Horizontal
MGM000057 | MUCHNA | 57832 | 33K-D80 | 0.37 |  | 380 | 1.13 |  | 6 | 960 |  |  |  |  | 3 |  |  | 44 | B | S1 | Start | Not Available | [8 empty] | Vertical
MGM000058 | MUCHNA | 57831 | 33K-D80 | 0.37 |  | 380 | 1.13 |  | 6 | 960 |  |  |  |  | 3 |  |  | 44 | B | S1 | Start | Not Available | [8 empty] | Vertical
MGM000059 | BREMS MAGNET | 3423351 | FDBr 1345 | 0.75 |  | 380 | 2.1 |  | 4 | 1425 |  |  |  |  | 3 |  |  |  | E | S1 | Start | Not Available | [8 empty] | Vertical
MGM000062 | MOTEURS LEROY | 77995 | V90L2 | 1.5 |  | 380 | 3.6 |  | 4 | 1425 |  |  |  |  | 3 |  |  | 55 | F | S1 | Start | Not Available | [8 empty] | Vertical
MGM000070 | SEW |  | DT80K | 0.55 |  | 380 | 1.1 |  | 4 | 1425 |  |  |  |  | 3 |  |  | 54 | B | S1 | Start | Not Available | [8 empty] | Vertical
MGM000071 | SEW |  | DT80K | 0.55 |  | 380 | 1.1 |  | 4 | 1425 |  |  |  |  | 3 |  |  | 54 | B | S1 | Start | Not Available | [8 empty] | Vertical
MGM000072 | SEW |  | DT80K | 0.55 |  | 380 | 1.1 |  | 4 | 1425 |  |  |  |  | 3 |  |  | 54 | B | S1 | Start | Not Available | [8 empty] | Vertical
MGM000074 | SEW |  | DT80K | 0.55 |  | 380 | 1.1 |  | 4 | 1425 |  |  |  |  | 3 |  |  | 54 | B | S1 | Start | Not Available | [8 empty] | Vertical
MGM000989 | SIEMENS | FDU1104/2040251 | K48-LA71ZMP4 | 0.55 |  | 380 | 1.54 |  | 4 | 1370 |  |  |  |  | 3 |  |  |  | F | S1 | Start | Not Available | [8 empty] | Vertical
MGM000076 | SEW |  | DT80K | 0.55 |  | 380 | 1.1 |  | 4 | 1460 |  |  |  |  | 3 |  |  | 54 | B | S1 | Start | Not Available | [8 empty] | Vertical
MGM000079 | SEW |  | DT80K | 0.55 |  | 380 | 1.1 |  | 4 | 1440 |  |  |  |  | 3 |  |  | 55 | F | S1 | Start | Not Available | [8 empty] | Vertical
MGM000081 | SEW |  | DT71K | 0.15 |  | 380 | 0.72 |  | 4 | 1440 |  |  |  |  | 3 |  |  | 54 | B | S1 | Start | Not Available | [8 empty] | Vertical
MGM000082 | SEW |  |  | 0.75 |  | 380 | 2.05 |  | 4 | 1445 |  |  |  |  | 3 |  |  | 54 | E | S1 | Start | Not Available | [8 empty] | Vertical
MGM000083 | SEW |  |  | 0.75 |  | 380 | 2 |  | 4 | 1445 |  |  |  |  | 3 |  |  | 54 | E | S1 | Start | Not Available | [8 empty] | Vertical
MGM000084 | ASEA |  |  | 0.55 |  | 380 | 1.9 |  | 4 | 1440 |  |  |  |  | 3 |  |  | 55 | F | S1 | Start | Not Available | [8 empty] | Vertical
MGM000085 | SEW |  |  | 0.55 |  | 380 | 1.84 |  | 4 | 1460 |  |  |  |  | 3 |  |  | 55 | F | S1 | Start | Not Available | [8 empty] | Vertical
MGM000087 | SEW | 22119469 | DT71K | 0.37 |  | 380 | 1.3 |  | 4 | 1400 |  |  |  |  | 3 |  |  | 44 | B | S1 | Start | Not Available | [8 empty] | Vertical
EMO000327 | TUNG-LEE |  |  | 0.37 |  | 380 | 1.2 |  | 4 | 1455 |  |  |  |  | 3 |  |  | 55 | F | S1 |  | Not Available | [7 empty] | Internal | Vertical
EMO000331 | SLO-SYN |  |  | 0.37 |  | 380 | 1.2 |  | 4 | 1420 |  |  |  |  | 3 |  |  | 54 | F | S1 | Start | Not Available | [8 empty] | Vertical
EMO000332 | SUMITOMO |  | CNVM01 | 0.1 |  | 380 | 0.35 |  | 4 | 1400 |  |  | V-63S |  | 3 |  |  | 44 | E | S1 | Start | Not Available | [8 empty] | Vertical
EMO000330 | SLO-SYN |  |  | 0.37 |  | 380 | 1.2 |  | 4 | 1420 |  |  |  |  | 3 |  |  | 54 | F | S1 | Start | Not Available | [8 empty] | Vertical
EMO002685 | ATB | 5700496 | 99060586 | 0.37 |  | 380 | 1 |  | 4 | 1420 |  |  |  |  | 3 |  |  | 54 | F | S1 | Start | Not Available | [8 empty] | Vertical
EMO002686 | SEW |  | DT71K | 0.37 |  | 380 | 1 |  | 4 | 1440 |  |  |  |  | 3 |  |  | 54 | E | S1 | Start | Not Available | [8 empty] | Vertical
EMO002713 | SEW |  | DT71K | 0.37 |  | 380 | 1 |  | 4 | 1440 |  |  |  |  | 3 |  |  | 54 | E | S1 | Start | Not Available | [8 empty] | Vertical
EMO002772 | SEW |  | DT71K | 0.37 |  | 380 | 1 |  | 4 | 1440 |  |  |  |  | 3 |  |  | 54 | E | S1 | Start | Not Available
EMO002795 | SLO-SYN |  |  | 0.37 |  | 380 | 1.2 |  | 4 | 1420 |  |  |  |  | 3 |  |  | 54 | F | S1 | Start | Not Available
MGM000094 | SEW |  | DT71K | 0.37 |  | 380 | 1.1 |  | 4 | 1445 |  |  |  |  | 3 |  |  | 54 | B | S1 | Start | Not Available | [8 empty] | Vertical
MGM000096 | SEW |  | DT71K | 0.15 |  | 380 | 0.72 |  | 4 | 1440 |  |  |  |  | 3 |  |  | 55 | F | S1 | Start | Not Available | [8 empty] | Vertical
MGM000098 | SEW |  |  | 2.2 |  | 380 | 4.87 |  | 4 | 1430 |  |  | 100L |  | 3 |  |  | 55 | F | S1 | Start | Not Available | [8 empty] | Vertical
MGM000100 | SEW |  | DT71K | 0.37 |  | 380 | 1.1 |  | 4 | 1445 |  |  |  |  | 3 |  |  | 54 | B | S1 | Start | Not Available | [8 empty] | Vertical
EMO003773 | SEW | 36721542020001X520 | KA97 | 4 |  | 380 | 8.4 |  | 4 | 1435 |  |  |  |  | 3 |  |  | 54 | F | S1 | Delta | Not Available | [8 empty] | Vertical
EMO003761 | OEMER | 15G492 | HQLA 160P | 81 |  | 380 | 157.9 |  | 4 | 1500-4800 | NU312 | 6311 |  |  | 3 |  |  |  | F | S1 |  | Not Available | [8 empty] | Horizontal
EMO003718 | YUEMA | 521062 | Y100L1-6 | 1.5 |  | 380 | 3.97 |  | 6 | 960 |  |  |  |  | 3 |  |  | 44 | B | S1 | Start | Not Available | [8 empty] | Horizontal
EMO003705 | GTR | 55355366002 | G3L32N50 | 0.75 |  | 380 | 2.8 |  | 4 | 1440 |  |  |  |  | 3 |  |  | 55 | F | S1 | Start | Not Available | [8 empty] | Vertical
EMO003706 | GTR | 55355366001 | G3L32N50 | 0.75 |  | 380 | 2.8 |  | 4 | 1440 |  |  |  |  | 3 |  |  | 55 | F | S1 | Start | Not Available | [8 empty] | Vertical
EMO003707 | GTR | 55355366004 | G3L32N50 | 0.75 |  | 380 | 2.8 |  | 4 | 1440 |  |  |  |  | 3 |  |  | 55 | F | S1 | Start | Not Available | [8 empty] | Vertical
EMO003708 | GTR | 55355366003 | G3L32N50 | 0.75 |  | 380 | 2.8 |  | 4 | 1440 |  |  |  |  | 3 |  |  | 55 | F | S1 | Start | Not Available | [8 empty] | Vertical
EMO003709 | GTR | 55355366005 | G3L32N50 | 0.75 |  | 380 | 2.8 |  | 4 | 1440 |  |  |  |  | 3 |  |  | 55 | F | S1 | Start | Not Available | [8 empty] | Vertical
EMO003710 | GTR | 55355366006 | G3L32N50 | 0.75 |  | 380 | 2.8 |  | 4 | 1440 |  |  |  |  | 3 |  |  | 55 | F | S1 | Start | Not Available | [8 empty] | Vertical
EMO003689 | INDUKTION MOTOR | M5FCD351 | TL-F/FB-ID | 0.55 |  | 380 | 1.42 |  | 4 | 1400 | 6201 | 6203 |  |  | 3 |  |  | 44 | B | S1 | Start | Not Available | [8 empty] | Vertical
EMO003582 | SEW |  |  | 0.25 |  | 380 | 0.98 |  | 2 | 2750 |  |  |  |  | 3 |  |  | 44 | B | S1 | Start | Not Available | [8 empty] | Vertical
EMO002637 | SEW |  | DT71K | 0.37 |  | 380 | 1 |  | 4 | 1440 |  |  |  |  | 3 |  |  | 54 | E | S1 | Start | Not Available | [8 empty] | Vertical
EMO002638 | MEZ PRENSTAT | 225215 | P112-M4 | 4 |  | 380 | 8.7 |  | 4 | 1440 |  |  |  |  | 3 |  |  | 54 | F | S1 | Delta | Not Available | [8 empty] | Horizontal
EMO003342 | ABB |  | UD90SND | 1.5 |  | 380 | 3.4 |  | 4 | 1420 |  |  |  |  | 3 |  |  | 44 | F | S1 | Start | Not Available | [8 empty] | Vertical
EMO002526 | INDUKTION MOTOR | G0KL |  | 1 |  | 380 | 1.5 |  | 2 | 2850 |  |  |  |  | 3 |  |  | 44 | A | S1 | Start | Not Available | [8 empty] | Horizontal
EMO002506 | HUIHENG |  | MS90L24 | 2.2 |  | 380 | 6.35 |  | 4 | 1680 |  |  |  |  | 3 |  |  | 54 | F | S1 | Start | Not Available | [8 empty] | Vertical
EMO002507 | HUIHENG |  | MS90L24 | 2.2 |  | 380 | 6.35 |  | 4 | 1680 |  |  |  |  | 3 |  |  | 54 | F | S1 | Start | Not Available | [8 empty] | Vertical
EMO001357 | SEW |  | DT80K | 0.55 |  | 380 | 1.1 |  | 4 | 1400 |  |  |  |  | 3 |  |  | 54 | B | S1 | Start | Not Available | [8 empty] | Vertical
EMO000688 | ELECTROR |  | D2 | 0.37 |  | 380 | 1.85 |  | 2 | 2950 |  |  |  |  | 3 |  |  | 54 | B | S1 | Start | Not Available | [8 empty] | Vertical
EMO000689 | VECTOR | 074088 | 7K90S | 1.1 |  | 380 | 2.8 |  | 4 | 1400 |  |  |  |  | 3 |  |  | 54 | F | S1 | Start | Not Available | [8 empty] | Vertical
EMO000678 | ABB |  | MBT | 4 |  | 380 | 9.1 |  | 4 | 1435 |  |  |  |  | 3 |  |  | 55 | F | S1 | Delta | Not Available | [8 empty] | Vertical
EMO000020 | YUEMA | 508126 | Y100L1-6 | 1.5 |  | 380 | 3.97 |  | 6 | 960 |  |  |  |  | 3 |  |  | 44 | B | S1 | Start | Not Available | [8 empty] | Vertical
EMO000651 | CGE |  |  | 11 |  | 380 | 23 |  | 2 | 2900 |  |  |  |  | 3 |  |  | 54 | F | S1 | Delta | Not Available | [8 empty] | Horizontal
EMO000656 | ELEKTOR | 5951681 | D2 | 0.37 |  | 380 | 1.25 |  | 2 | 2870/430 |  |  |  |  | 3 |  |  | 54 | F | S1 | Start | Not Available | [8 empty] | Vertical
EMO000690 | TEC0 | 3200070714 | AEEF | 3.7 |  | 380 | 8.1 |  | 4 | 1440 | 6306 | 6306 |  |  | 3 |  |  | 44 | E | S1 | Start | Not Available | [8 empty] | Horizontal
EMO002531 | SIEMENS | 902732 | L280 | 0.55 |  | 380 | 1.35 |  | 2 | 2770 |  |  |  |  | 3 |  |  | 54 | B | S1 | Start | Not Available | [8 empty] | Vertical
EMO002683 | SUPER LINE | BH5770005 | SE-JRF | 0.2 |  | 380 | 0.55 |  | 4 | 1710 |  |  |  |  | 3 |  |  | 44 | B | S1 | Start | Not Available | [8 empty] | Vertical
EMO002684 | SUPER LINE | BH5770002 | SE-JRF | 0.2 |  | 380 | 0.55 |  | 4 | 1710 |  |  |  |  | 3 |  |  | 44 | B | S1 | Start | Not Available | [8 empty] | Vertical
EMO003690 | GTR | 55353041001 | G3 LB 18-5 | 0.2 |  | 380 | 0.56 |  | 4 | 1420 |  |  |  |  | 3 |  |  | 44 | B | S1 | Start | Not Available | [8 empty] | Vertical
MGM000034 | MARELLI | A4C0712 | MA71B4 | 0.37 |  | 380 | 1.2 |  | 4 | 1380 |  |  |  |  | 3 |  |  | 55 | F | S1 | Start | Not Available | [8 empty] | Vertical
MGM000033 | BEVI | 899461 | SK963 | 0.19 |  | 380 | 0.55 |  | 2 | 2760 |  |  |  |  | 3 |  |  | 55 | F | S1 | Start | Not Available | [8 empty] | Vertical
MGB000096 | MARELLI |  | S 80 | 0.55 |  | 380 | 1.6 |  | 4 | 1400 |  |  |  |  | 3 |  |  | 55 | F | S1 | Start | Not Available | [8 empty] | Vertical
MGM000032 | BEVI |  | D71 | 0.37 |  | 380 | 1.2 |  | 4 | 1380 |  |  |  |  | 3 |  |  | 55 | F | S1 | Start | Not Available | [8 empty] | Vertical
MGM000031 | BEVI |  | SK963 | 0.19 |  | 380 | 0.55 |  | 2 | 2760 |  |  |  |  | 3 |  |  | 55 | F | S1 | Start | Not Available | [8 empty] | Vertical
EMO005009 | BEVI | IEC341 | MA-96 KRB | 0.55 |  | 380 | 1.6 |  | 4 | 1400 |  |  |  |  | 3 |  |  | 55 | F | S1 | Start | Not Available | [8 empty] | Vertical
MGM000091 | HAWKER | Q670944 | D806D | 0.75 |  | 380 | 1.95 |  | 4 | 1400 |  |  |  |  | 3 |  |  | 54 | F | S1 | Start | Not Available | [8 empty] | Vertical
MGM000722 | ROSSI | M18191239 | 3MA80A4B5 | 0.55 |  | 380 | 1.65 |  | 4 | 1440 |  |  |  |  | 3 |  |  | 54 | F | S1 | Start | Not Available | [8 empty] | Vertical
MGM000092 | SEW |  |  | 2.2 |  | 380 | 4.9 |  | 4 | 1440 |  |  |  |  | 3 |  |  | 54 | B | S1 | Start | Not Available | [8 empty] | Vertical
MGM000089 | SEW | 9/9L7158-1 | DT71K | 0.25 |  | 380 | 0.98 |  | 2 | 2750 |  |  |  |  | 3 |  |  | 44 | B | S1 | Start | Not Available | [8 empty] | Vertical
MGM000350 | SEW |  |  | 0.75 |  | 380 | 2 |  | 4 | 1445 |  |  |  |  | 3 |  |  | 54 | E | S1 | Start | Not Available | [8 empty] | Vertical
MGM000086 | SEW |  | DT71K | 0.37 |  | 380 | 1.1 |  | 4 | 1445 |  |  |  |  | 3 |  |  | 54 | B | S1 | Start | Not Available | [8 empty] | Vertical
EMO000686 | ELECTROR |  | D2 | 0.37 |  | 380 | 1.85 |  | 2 | 2950 |  |  |  |  | 3 |  |  | 54 | B | S1 | Start | Not Available | [8 empty] | Vertical
EMO004244 | MARATHON | AK15196701J | HJN1-280M-8 | 45 |  | 380 | 95 |  | 8 | 733 | NU317 | 6317 | 280M |  | 3 | 0.87 |  | 55 | F | S1 | Delta | Available | [7 empty] | Internal | Horizontal
EMO005106 | MARATHON | WX11007978-3009J | SCA 280MA04 | 90 |  | 380 | 167 |  | 4 | 1485 | 6317 | 6317 | 280M | 75 | 3 | 0.87 |  | 55 | F | S1 | Delta | Available | [7 empty] | Internal | Horizontal
EMO000684 | SEW |  |  | 0.75 |  | 380 | 1.7 |  | 4 | 1400 |  |  |  |  | 3 |  |  | 55 | F | S1 | Start | Not Available | [8 empty] | Vertical
MGM000056 | SEW |  |  | 0.75 |  | 380 | 1.7 |  | 4 | 1400 |  |  |  |  | 3 |  |  | 55 | F | S1 | Start | Not Available | [8 empty] | Vertical
MGM000063 | SEW |  |  | 0.75 |  | 380 | 1.7 |  | 4 | 1400 |  |  |  |  | 3 |  |  | 55 | F | S1 | Start | Not Available | [8 empty] | Vertical
EMO003343 | ABB |  | MBT 112 | 2.2 |  | 380 | 5 |  | 6 | 968 |  |  | 112M |  | 3 |  |  | 55 | F | S1 | Start | Not Available | [7 empty] | Internal | Vertical
EMO001368 | TECO | 9K40004 | AEEBKB | 15 |  | 380 | 30.74 |  | 4 | 1470 |  |  | 160 L |  | 3 |  |  | 55 | F | S1 | Delta | Not Available | [7 empty] | Internal | Horizontal
EMO000318 | TOYO DENKI | DK4317V-AD4A-D01 | DK4317V-AD4A-D01 | 90 |  | 400 | 225 |  | 4 | 1150-1500 | NU316 | 6315 |  |  | 3 |  |  |  | F | S1 |  | Available | [8 empty] | Horizontal
MFU000152 | SEW | 3.501e+19 | R37 DR63S4 | 0.12 |  | 380 | 0.41 |  | 4 | 1460 |  |  |  |  | 3 | 0.72 |  | 55 |  | S1 | Start | Not Available | [7 empty] | Internal | Vertical
MGM000186 | SEW |  | R37 DR63S4 | 0.12 |  | 380 | 0.41 |  | 4 | 1460 |  |  |  |  | 3 | 0.72 |  | 55 |  | S1 | Start | Not Available | [7 empty] | Internal | Vertical
MGM000187 | SEW |  | R67 DT80K-4 | 0.55 |  | 380 | 1.84 |  | 4 | 1460 |  |  |  |  | 3 | 0.72 |  | 55 |  | S1 | Start | Not Available | [7 empty] | Internal | Vertical
MGM000189 | SEW |  | R67 DT80K-4 | 0.55 |  | 380 | 1.84 |  | 4 | 1460 |  |  |  |  | 3 | 0.72 |  | 55 |  | S1 | Start | Not Available | [7 empty] | Internal | Vertical
MGM000643 | SEW |  | R67 DT80K-4 | 0.55 |  | 380 | 1.84 |  | 4 | 1460 |  |  |  |  | 3 | 0.72 |  | 55 |  | S1 | Start | Not Available | [7 empty] | Internal | Vertical
EMO003588 | SHING ELECTR0 | 412335 | S 128 | 2.2 |  | 380 | 4.7 |  | 4 | 1450 |  |  |  |  | 3 |  |  | 54 | B | S1 | Start | Not Available | [7 empty] | Internal | Horizontal
EMO000087 | ABB | MK171010-AD | MBT 225 | 45 |  | 380 | 88 |  | 4 | 1475 |  |  | 225 |  | 3 |  |  | 55 | F | S1 | Delta | Available | [7 empty] | Internal | Horizontal
EMO000361 | ABB | 32589170910 | M2BA 225/SMB | 45 |  | 380 | 86 |  | 4 | 1477 | 6313 | 6313 | 225 |  | 3 | 0.85 |  | 55 | F | S1 | Delta | Available | [7 empty] | Internal | Horizontal
MGM000775 | SEW | 3671973662 01 0001.15.20 | FAF97 DRS90L4 | 2.2 |  | 380 | 4.95 |  | 4 | 1400 |  |  |  |  | 3 |  |  | 55 | F | S1 | Start | Not Available | [7 empty] | Internal | Vertical
MGM000885 | TEC0 | 1730380107 | AEVF | 0.37 |  | 380 | 1.3 |  | 4 | 1390 | 6202 | 6202 |  |  | 3 |  |  | 55 | F | S1 | Delta | Not Available | [7 empty] | Internal | Vertical
EMO005000 | TECO | P9194046008 | AESV | 75 |  | 380 | 145 |  | 4 | 1485 | 6318 | 6316 | 280 S |  | 3 |  |  | 55 | F | S1 | Delta | Available | [7 empty] | Internal | Horizontal
EMO003965 | MARATHON | WX11009833-1001J | HJN1 | 75 |  | 380 | 141 |  | 6 | 980 |  |  | 315S |  | 3 |  |  | 55 | F | S1 | Delta | Available | [7 empty] | Internal | Horizontal
EMO000165 | AMKCO |  | TENV/5071 | 1.5 |  | 380 | 4.2 |  | 4 | 1445 |  |  |  |  | 3 | [14 empty] | Internal | Horizontal
EMO002052 | TECO |  | AEEB90L | 1.5 |  | 380 | 3.5 |  | 4 | 1455 | 6205 | 6205 |  |  | 3 |  |  | 55 | F | S1 | Start | Not Available | [7 empty] | Internal | Horizontal
EMO000237 | TEC0 |  | AEEB | 1.5 |  | 380 | 3.5 |  | 4 | 1455 | 6205 | 6205 |  |  | 3 |  |  | 55 | F | S1 | Start | Not Available | [7 empty] | Internal | Horizontal
MGM001163 | SEW | 01.8030504803.0001.21 | SAF67 DRN80MK6/TF | 0.37 |  | 380 | 1.1 |  | 6 | 935 |  |  | 80M |  | 3 | 0.68 |  | 55 | F | S1 | Start | Not Available | [7 empty] | Internal | Vertical
EMO005411 | MARATHON | WX11013918-11001J | TCA 200LA02 | 30 |  | 380 | 57.5 |  | 2 | 2975 | 6312 | 6212 | 200L |  | 3 | 0.85 |  | 65 | F | S1 | Delta | Available | [7 empty] | Internal | Horizontal
EMO005412 | MARATHON | WX11013918-9001J | TCA 315S02 | 110 |  | 380 | 199 |  | 2 | 2983 | 6316 | 6316 | 315S |  | 3 | 0.88 |  | 65 | F | S1 | Delta | Available | [7 empty] | Internal | Horizontal
EMO005413 | MARATHON | WX11013918-12001J | TCA 315MB04 | 132 |  | 380 | 238 |  | 4 | 1488 | 6319 | 6319 | 315M |  | 3 | 0.88 |  | 65 | F | S1 | Delta | Available | [7 empty] | Internal | Horizontal
EMO005414 | MARATHON | WX11013918-10001J | TCA 225MA04 | 45 |  | 380 | 85.4 |  | 4 | 1483 | 6313 | 6213 | 225M |  | 3 | 0.85 |  | 65 | F | S1 | Delta | Available | [7 empty] | Internal | Horizontal
EMO005415 | MARATHON | WX11013931-1002 | TCA 160LB06 | 11 |  | 380 | 23.4 |  | 6 | 977 | 6309 | 6209 | 160L |  | 3 | 0.79 |  | 55 | F | S1 | Delta | Available | [7 empty] | Internal | Horizontal
EMO004233 | MARATHON | 72105001J | HJNI 250M-4 | 55 |  | 380 | 103 |  | 4 | 1480 | 6314 | 6314 | 250M |  | 3 | 0.87 |  | 55 | F | S1 | Delta | Available | [7 empty] | Internal | Horizontal
EMO005416 | MARATHON | WX11012755-7001J | TCA 200LB02 | 37 |  | 380 | 69 |  | 2 | 2973 | 6312 | 6212 | 200L |  | 3 | 0.87 |  | 65 | F | S1 | Delta | Available | [7 empty] | Internal | Horizontal
EMO005417 | MARATHON | WX11013918-5001J | TCA 180M02 | 22 |  | 380 | 41.4 |  | 2 | 2961 | 6311 | 6211 | 180M |  | 3 | 0.87 |  | 65 | F | S1 | Delta | Available | [7 empty] | Internal | Horizontal
MGM001158 | SEW | 25.8022898501.0001.21.60 | DRN160M4/TF | 11 |  | 380 | 22 |  | 4 | 1473 |  |  | 160M |  | 3 | 0.81 |  | 55 | F | S1 | Delta | Not Available | [7 empty] | Internal | Vertical
MGM001156 | SEW | 25.1033345102.0001X21.80 | DRN132S4/TF/2W/0S2 | 5.5 |  | 380 | 11 |  | 4 | 1461 |  |  | 132S |  | 3 | 0.84 |  | 55 | F | S1 | Start | Not Available | [7 empty] | Internal | Vertical
MGM001157 | SEW | 25.8022898502.0001.21.60 | DRN112M6/BE5HF | 1.5 |  | 380 | 3.75 |  | 6 | 977 |  |  | 112M |  | 3 | 0.66 |  | 55 | F | S1 | Start | Not Available | [7 empty] | Internal | Vertical
EMO005410 | MARATHON | WX11013918-3002J | TCA 225S04 | 37 |  | 380 | 70.4 |  | 4 | 1484 | 6313 | 6213 | 225S |  | 3 | 0.85 |  | 65 | F | S1 | Delta | Available | [7 empty] | Internal | Horizontal
EMO005409 | MARATHON | WX11013918-8001J | TCA 280MA04 | 90 |  | 380 | 165 |  | 4 | 1489 | 6317 | 6317 | 280M |  | 3 | 0.87 |  | 65 | F | S1 | Delta | Available | [7 empty] | Internal | Horizontal
MGM001162 | SEW | 01.8030504802.0001.21 | SAF47 DRN71MS4/11 | 0.25 |  | 380 | 0.76 |  | 4 | 1405 |  |  |  |  | 3 | 0.66 |  | 55 | F | S1 | Start | Not Available | [7 empty] | Internal | Vertical
EMO005402 | MARATHON | WX11013918-5002J | TCA 180M02 | 22 |  | 380 | 41.4 |  | 2 | 2961 | 6311 | 6211 | 180M |  | 3 | 0.87 |  | 65 | F | S1 | Delta | Available | [7 empty] | Internal | Horizontal
EMO005403 | MARATHON | WX11013918-2001J | TCA 280MA02 | 90 |  | 380 | 162 |  | 2 | 2982 | 6314 | 6314 | 280M |  | 3 | 0.89 |  | 65 | F | S1 | Delta | Available | [7 empty] | Internal | Horizontal
EMO005404 | MARATHON | WX11013918-6001J | TCA 315S04 | 110 |  | 380 | 199 |  | 4 | 1487 | 6319 | 6319 | 315S |  | 3 | 0.88 |  | 65 | F | S1 | Delta | Available | [7 empty] | Internal | Horizontal
EMO005405 | MARATHON | WX11013918-3001J | TCA 225S04 | 37 |  | 380 | 70.4 |  | 4 | 1484 | 6313 | 6213 | 225S |  | 3 | 0.85 |  | 65 | F | S1 | Delta | Available | [7 empty] | Internal | Horizontal
EMO005406 | MARATHON | WX11013931-1001 | TCA 160LB06 | 11 |  | 380 | 23.4 |  | 6 | 977 | 6309 | 6209 | 160L |  | 3 | 0.79 |  | 55 | F | S1 | Delta | Available | [7 empty] | Internal | Horizontal
EMO005407 | MARATHON | WX11013918-4001J | TCA 250MA04 | 55 |  | 380 | 103 |  | 4 | 1487 | 6314 | 6314 | 250M |  | 3 | 0.86 |  | 65 | F | S1 | Delta | Available | [7 empty] | Internal | Horizontal
EMO005408 | MARATHON | WX11013918-7001J | TCA 160MB02 | 11 |  | 380 | 20.6 |  | 2 | 2955 | 6309 | 6309 | 160M |  | 3 | 0.89 |  | 65 | F | S1 | Delta | Available | [7 empty] | Internal | Horizontal
MGM001155 | SEW | 25.8022898504.0001.21.60 | DRN160M4/TF | 11 |  | 380 | 22 |  | 4 | 1473 |  |  | 160M |  | 3 | 0.81 |  | 55 | F | S1 | Delta | Not Available | [7 empty] | Internal | Vertical
MGM001153 | SEW | 25.1033345101.0000X21.80 | DRN132S4/TF/2W/0S2 | 5.5 |  | 380 | 11 |  | 4 | 1461 |  |  | 132S |  | 3 | 0.84 |  | 55 | F | S1 | Start | Not Available | [7 empty] | Internal | Vertical
MGM001154 | SEW | 25.8022898505.001.21.60 | DRN112M6/BE5HF | 1.5 |  | 380 | 3.75 |  | 6 | 977 |  |  | 112M |  | 3 | 0.66 |  | 55 | F | S1 | Start | Not Available | [7 empty] | Internal | Vertical
EMO005401 | MARATHON | WX11013918-3003J | TCA 225S04 | 37 |  | 380 | 70.4 |  | 4 | 1484 | 6313 | 6213 | 225S |  | 3 | 0.85 |  | 65 | F | S1 | Delta | Available | [7 empty] | Internal | Horizontal
EMO005400 | MARATHON | WX11013918-1001J | TCA 280S04 | 75 |  | 380 | 138 |  | 4 | 1489 | 6317 | 6317 | 280S |  | 3 | 0.87 |  | 65 | F | S1 | Delta | Available | [7 empty] | Internal | Horizontal
MGM001214 | SEW-EURODRIVE | 40.8210637104.0001.22 | R47 DRN71M4/AL | 0.37 |  | 380 | 1.07 |  | 4 | 1415 |  |  |  |  | 3 | 0.88 |  | 65 | H | S1 | Start | [8 empty] | Internal | Vertical
MGM001215 | SEW-EURODRIVE |  | R47 DRN71M4/AL | 0.37 |  | 380 | 1.07 |  | 4 | 1415 |  |  |  |  | 3 | 0.88 |  | 65 | H | S1 | Start | [8 empty] | Internal | Vertical
MGM001216 | SEW-EURODRIVE |  | R47 DRN71M4/AL | 0.37 |  | 380 | 1.07 |  | 4 | 1415 |  |  |  |  | 3 | 0.88 |  | 65 | H | S1 | Start | [8 empty] | Internal | Vertical
MGM001217 | SEW-EURODRIVE |  | R47 DRN71M4/AL | 0.37 |  | 380 | 1.07 |  | 4 | 1415 |  |  |  |  | 3 | 0.88 |  | 65 | H | S1 | Start | [8 empty] | Internal | Vertical
EMO005571 | HOYER | SH30779590097 | HMC3-200L2-2 | 37 |  | 400 | 63 |  | 2 | 2965 | 6312 | 6312 | 200L |  | 3 | 0.88 | 93.7 | 55 | F | S1 | Delta | Available | [7 empty] | Internal | Vertical
EMO005572 | HOYER | SH30807410104 | HMC3-200L2-2 | 37 |  | 400 | 63 |  | 2 | 2965 | 6312 | 6312 | 200L |  | 3 | 0.88 | 93.7 | 55 | F | S1 | Delta | Available | [7 empty] | Internal | Vertical
EMO005573 | HOYER | SH30779710014 | HMC3-200L2-2 | 37 |  | 400 | 63 |  | 2 | 2965 | 6312 | 6312 | 200L |  | 3 | 0.88 | 93.7 | 55 | F | S1 | Delta | Available | [7 empty] | Internal | Vertical
EMO005574 | HOYER |  | HMC3-200L2-2 | 37 |  | 400 | 63 |  | 2 | 2965 | 6312 | 6312 | 200L |  | 3 | 0.88 | 93.7 | 55 | F | S1 | Delta | Available | [7 empty] | Internal | Vertical
EMO005559 | HOYER | SH30790690342 | HMC3-225S-4 | 37 |  | 400 | 66.5 |  | 4 | 1480 | 6313 | 6312 | 225S |  | 3 | 0.86 | 93.9 | 55 | F | S1 | Delta | Available | [7 empty] | External | Horizontal
EMO005112 | Marathon | WX11008530-5001J | HAA 355-4 | 250 | kW | 3000 | 61.3 | 50 | 4 | 1480 | 6322 | 6322 | 355M |  | 3 |  |  | 55 | F |  |  | Available |  |  |  | 900 | 630 | 355 |  | Internal | Horizontal
EMO005109 | Marathon | WX11007928-1005 | SCA 225S04 | 37 | kW | 380 | 69.7 | 50 | 4 | 1480 | 6313 | 6213 | 225S | 60 | 3 |  |  | 55 | F |  |  | Available |  |  |  | 311 | 356 | 225 |  | Internal | Horizontal
EMO005108 | Marathon | WX11007928-1004 | SCA 225S04 | 37 | kW | 380 | 69.7 | 50 | 4 | 1480 | 6313 | 6213 | 225S | 60 | 3 |  |  | 55 | F |  |  | Available |  |  |  | 311 | 356 | 225 |  | Internal | Horizontal
EMO005111 | Marathon | WX11007978-3009J | SCA 280MA04 | 90 | kW | 380 | 167 | 50 | 4 | 1480 | 6317 | 6317 | 280M | 75 | 3 |  |  | 55 | F |  |  | Available |  |  |  | 419 | 457 | 280 |  | Internal | Horizontal
EMO005110 | Marathon | WX11007978-3006J | SCA 280MA04 | 90 | kW | 380 | 167 | 50 | 4 | 1480 | 6317 | 6317 | 280M | 75 | 3 |  |  | 55 | F |  |  | Available |  |  |  | 419 | 457 | 280 |  | Internal | Horizontal
EMO005097 | ABB | 3G1C19100700958002 | M2BAX 315SMC 6 | 110 | kW | 380 | 210 | 50 | 6 | 950 | 6319 | 6316 | 315L | 80 | 3 |  |  | 55 | F |  |  | Available |  |  |  | 457 | 508 | 315 |  | Internal | Horizontal
EMO005096 | ABB | 3G1C19100700958001 | M2BAX 315SMC 6 | 110 | kW | 380 | 210 | 50 | 6 | 950 | 6319 | 6316 | 315L | 80 | 3 |  |  | 55 | F |  |  | Available |  |  |  | 457 | 508 | 315 |  | Internal | Horizontal
EMO005093 | WEG | 1043270077 | W2O-AL100L-04 | 3 | kW | 380 | 6.58 | 50 | 4 | 1480 | 6206 | 6205 | 100L |  | 3 |  |  | 55 | F |  |  | Not Available | [5 empty] | 100 |  | Internal | Vertical
EMO005092 | ABB | 4671978 | NMI 400L4A BAS | 900 | kW | 3000 | 206 | 50 | 4 | 1480 | 6226 | 6220 | 400L |  | 3 |  |  | 55 | F |  |  | Available | [5 empty] | 400 |  | Internal | Horizontal
EMO005101 | Siemens | GB18613 | ILE11001DEB4 | 1.5 | kW | 380 | 3.45 | 50 | 4 | 1480 | 6205 | 6205 | 90L |  | 3 |  |  | 55 | F |  |  | Not Available | [5 empty] | 90 |  | Internal | Vertical
EMO005100 | Marathon | WX11007978-2005J | LVF 250M-4 | 55 | kW | 380 | 104 | 50 | 4 | 1480 | 6314 | 6314 | 250M | 65 | 3 |  |  | 55 | F |  |  | Available |  |  |  | 349 | 406 | 250 |  | Internal | Horizontal
MGM000944 | Siemens | 9990043003 | THCL155(F)TP-PTC | 22 | kW | 400 | 42 | 50 | 4 | 1465 |  |  | 180 Z |  | 3 |  |  | 55 | F | S1 | Delta | Not Available | [7 empty] | Internal | Vertical
MGM000947 | Siemens | 9990043001 | THCL155(F)TP-PTC | 22 | kW | 400 | 42 | 50 | 4 | 1465 |  |  | 180 Z |  | 3 |  |  | 55 | F | S1 | Delta | Not Available | [7 empty] | Internal | Vertical
MGM000949 | Siemens | 9990044004 | THCL155(F)TP-PTC | 11 | kW | 400 | 21 | 50 | 4 | 1465 | 6209 | 6209 | 160 M |  | 3 |  |  | 55 | F | S1 | Delta | Not Available | [7 empty] | Internal | Vertical
MGB001042 | Siemens | 1LE0001-1DB4 | ILE0001-1DB4 | 15 | kW | 380 | 29.5 | 50 | 4 | 1465 | 6209 | 6209 | 160 L |  | 3 |  |  | 55 | F | S1 | Delta | Not Available | [7 empty] | Internal | Horizontal
EMO004379 | ABB | 161391 | F847B | 1 | kW | 220 | 0.5 | 50 | 2 | 2800 |  |  |  |  | 3 |  |  |  | F |  |  | Not Available | [7 empty] | Internal | Vertical
MGB001041 | Siemens | 1LE0001-1DB2 | ILE0001-1DB2 | 11 | kW | 380 | 22 | 50 | 4 | 1465 | 6209 | 6209 | 160M |  | 3 |  |  | 55 | F | S1 | Delta | Not Available | [7 empty] | Internal | Horizontal
EMO005095 | ABB | 3G1C19100700515001 | M2BAX 200MLB | 22 | kW | 380 | 46.7 | 50 | 6 | 950 | 6212 | 6209 | 200L | 55 | 3 |  |  | 55 | F |  |  | Available |  |  |  | 305 | 318 | 200 |  | Internal | Horizontal
EMO005094 | ABB | 3G1C19100700515006 | M2BAX 200MLB 6 | 22 | kW | 380 | 46.7 | 50 | 6 | 950 | 6212 | 6209 | 200L | 55 | 3 |  |  | 55 | F |  |  | Available |  |  |  | 305 | 318 | 200 |  | Internal | Horizontal
EMO000964 | ABB |  | M2BA225SMB4B3 | 45 | kW | 380 | 86 | 50 | 4 | 1475 |  |  | 225M | 60 | 3 | 0.8 |  | 55 | F | S1 | Delta | Available |  |  |  | 310 | 355 | 225 |  | Internal | Horizontal
EMO003565 | TECO | P2149341101 | AEEB | 1.1 | kW | 380 | 2.82 | 50 | 4 | 1415 | 6205 | 6205 | 90L | 28 | 3 |  |  | 55 | F |  | Start | Not Available |  |  |  | 125 | 140 | 90 |  | Internal | Horizontal
MGM000416 | CGE | 278 |  | 4 | kW | 380 | 8.9 | 50 | 4 | 1450 | 6302 | 6302 | 112M |  | 3 | [5 empty] | Delta | Available | [7 empty] | Internal | Vertical
MGM000125 | SEW | 700 |  | 0.55 | kW | 380 | 1.63 | 50 | 4 | 1380 |  |  |  |  | 3 | 0.75 | 70.6 | 55 | H | S1 | Start | Not Available | [7 empty] | Internal | Vertical
EMO004276 | SIEMENS | E1602/5438614 | 90L | 1.5 | kW | 380 | 3.5 | 50 | 2 | 2885 |  |  |  | 24 | 3 |  |  | 55 | F |  | Start | Not Available |  |  |  | 125 | 140 | 90 |  | Internal | Horizontal
EMO002922 | TECO | K050719-2 | 90 S | 1.5 | kW | 380 | 3.18 | 50 | 2 | 2820 | 6205 | 6205 | 90 | 24 | 3 |  |  | 55 | F | S1 | Start | Not Available |  |  |  | 125 | 140 | 90 |  | Internal | Horizontal
EMO002181 | FLENDER | 329118/1 | A168 | 11 | kW | 380 | 21.5 | 50 | 4 | 1450 |  |  | 160MB |  | 3 | 0.82 |  | 55 | F | S1 | Delta | Not Available | [7 empty] | Internal | Vertical
EMO000548 | Marathon | 2105902 | HJN1 | 132 | kW | 380 | 241 | 50 | 4 | 1480 | 6319 | 6319 | 315 | 80 | 3 | 0.88 |  | 55 | F |  | Delta | Available |  |  |  | 457 | 508 | 315 |  | Internal | Horizontal
EMO000425 | ABB |  | M2BA | 37 | kW | 380 | 71 | 50 | 4 | 1470 | 6313 | 6313 | 225S | 60 | 3 | 0.85 |  | 55 | F | S1 | Delta | Available |  |  |  | 311 | 356 | 225 |  | Internal | Horizontal
EMO003672 | ABB |  | MBT | 7.5 | kW | 380 | 16 | 50 | 4 | 1440 | 6308 | 6308 | 132 M | 38 | 3 |  |  | 55 | F |  | Delta | Not Available |  |  |  | 178 | 216 | 132 |  | Internal | Horizontal
EMO003119 | ABB | GS8076804 | M2BA | 45 | kW | 380 | 86 | 50 | 4 | 1475 | 6313 | 6313 | 225SM | 60 | 3 | 0.8 |  | 55 | F | S1 | Delta | Available |  |  |  | 311 | 356 | 225 |  | Internal | Horizontal
EMO002173 | CGE |  | C250M6 | 50 | HP | 380 | 73 | 50 | 6 | 970 |  |  | 250 |  | 3 |  |  |  | F | S1 | Start | Available | [7 empty] | Internal | Horizontal
EMO002171 | ASEA |  | MBRF | 55 | kW | 380 | 110 | 50 | 6 | 960 |  |  |  |  | 3 | [5 empty] | Delta | Available | [7 empty] | Internal | Horizontal
EMO002170 | TECO | K960616-2 | AEEBWA | 50 | kW | 380 | 61.5 | 50 | 6 | 965 | 6313 | 6213 | 225MC | 60 | 3 |  |  | 55 | F |  | Delta | Available |  |  |  | 311 | 356 | 225 |  | Internal | Horizontal
EMO002168 | TECO | P9800702 | AEEB | 45 | kW | 380 | 93 | 50 | 4 | 1465 | 6313 | 6213 | 225M | 60 | 3 |  |  | 55 | F |  | Delta | Available |  |  |  | 311 | 356 | 225 |  | Internal | Horizontal
EMO002112 | TECO | P9508083 | AEEBPA | 50 | HP | 380 | 72.7 | 50 | 4 | 1465 | 6313 | 6213 | 225S | 60 | 3 |  |  | 55 | F |  | Delta | Available |  |  |  | 311 | 356 | 225 |  | Internal | Horizontal
EMO000069 | ABB | 33319993 | M2BA | 45 | kW | 380 | 86 | 50 | 4 | 1477 | 6313 | 6313 | 225S | 60 | 3 | 0.88 |  | 55 | F | S1 | Delta | Available |  |  |  | 311 | 356 | 225 |  | Internal | Horizontal
EMO000028 | ABB |  | MBT | 15 | kW | 380 | 30 | 50 | 4 | 1455 | 6209 | 6209 | 160L | 42 | 3 | [5 empty] | Delta | Not Available |  |  |  | 254 | 254 | 160 |  | Internal | Horizontal
EMO002162 | ABB | 7474418 | MBV 280 S | 75 | kW | 380 | 145 | 50 | 4 | 1480 |  |  | 280S |  | 3 | 0.96 |  | 54 | F | S1 | Delta | Available | [7 empty] | Internal | Horizontal
EMO002161 | ABB | 3317522 | M2BA | 200 | kW | 380 | 366 | 50 | 4 | 1485 | 6319 | 6316 | 315M | 90 | 3 | 0.87 |  | 55 | F | S1 | Delta | Available |  |  |  | 508 | 508 | 315 |  | Internal | Horizontal
EMO004982 | BROWN BOVERI |  | MOU | 55 | kW | 380 | 105 | 50 | 4 | 1465 |  |  | 250 | 60 | 3 | 0.85 |  |  |  |  | Delta | Available |  |  |  | 311 | 356 | 225 |  | Internal | Horizontal
EMO002159 | ABB |  | MBT | 30 | kW | 380 | 61 | 50 | 4 | 1475 | 6213 | 6211 | 200L | 55 | 3 | 0.81 |  | 55 | F |  | Delta | Not Available |  |  |  | 305 | 318 | 200 |  | Internal | Horizontal
EMO003145 | ABB | 3232419-1745WM | M2BA | 200 | kW | 380 | 366 | 50 | 4 | 1485 | 6319 | 6316 | 315ML |  | 3 | 0.87 |  | 55 | F | S1 | Delta | Available | [7 empty] | Internal | Horizontal
EMO002156 | ABB | 3220243-8988 | HXR | 200 | kW | 380 | 370 | 50 | 4 | 1485 | 6319 | 6316 | 315L | 80 | 3 | 0.86 |  | 55 | F | S1 | Delta | Available |  |  |  | 508 | 508 | 315 |  | Internal | Horizontal
EMO002927 | TECO |  | AEEBKB | 22 | kW | 380 | 44.3 | 50 | 4 | 1455 | 6311 | 6310 | 180LC | 48 | 3 |  |  | 55 | F | S1 | Delta | Not Available |  |  |  | 279 | 279 | 180 |  | Internal | Horizontal
EMO002153 | TECO | 1491720047 | AEEF | 60 | HP | 380 | 85 | 50 | 4 | 1465 | NU313 | 6212 | 200L | 60 | 3 |  |  | 44 | F |  | Delta | Available |  |  |  | 311 | 356 | 225 |  | Internal | Horizontal
EMO003871 | TECO | 60336-1 | AEEBWA | 30 | kW | 380 | 61.5 | 50 | 6 | 965 | 6313 | 6213 | 225MC | 60 | 3 |  |  | 55 | F |  | Delta | Available |  |  |  | 311 | 356 | 225 |  | Internal | Horizontal
EMO002163 | Stromberg |  | HXUR | 30 | kW | 380 | 60 | 50 | 4 | 1465 | 6312 | 6311 | 200M | 55 | 3 | 0.85 |  |  | F | S1 | Delta | Available |  |  |  | 305 | 318 | 200 |  | Internal | Horizontal
EMO000708 | BEVI |  | 3SIE280S4 | 75 | kW | 380 | 145 | 50 | 4 | 1450 |  |  | 280S |  | 3 |  |  | 55 | F | S1 | Delta | Available | [7 empty] | Internal | Horizontal
EMO002917 | ABB |  | M2BA | 90 | kW | 380 | 165 | 50 | 4 | 1481 | 6316 | 6316 | 280S | 75 | 3 | 0.88 |  | 55 | F | S1 | Delta | Available |  |  |  | 419 | 457 | 280 |  | Internal | Horizontal
EMO003636 | TECO | MN40630-1 | AEEB | 150 | HP | 380 | 210 | 50 | 6 | 975 | 6320 | 6316 | 315M | 85 | 3 |  |  | 55 | F | S1 | Delta | Available |  |  |  | 457 | 508 | 315 |  | Internal | Horizontal
EMO004264 | MARATHON | 32000032910601j | HJN1 | 55 | kW | 380 | 104 | 50 | 6 | 985 | NU317 | 6317 | 280 | 75 | 3 |  |  | 54 | F | S1 | Delta | Available |  |  |  | 368 | 457 | 280 |  | Internal | Horizontal
EMO002652 | Marathon | HC1519800-J | HJN | 55 | kW | 380 | 113 | 50 | 8 | 740 | NU319 | 6319 | 315S | 80 | 3 | 0.81 |  | 55 | F | S1 | Delta | Available |  |  |  | 406 | 508 | 315 |  | Internal | Horizontal
EMO002145 | TECO | C73084-5 | AEEBPA | 110 | kW | 380 | 210 | 50 | 6 | 975 | NU320 | 6316 | 315S | 80 | 3 |  |  | 55 | F | S1 | Delta | Available | [5 empty] | 315 |  | Internal | Horizontal
EMO003791 | TECO | C36630-1 | AEJT | 150 | HP | 380 | 223 | 50 | 8 | 735 | NU220 | 6218 | 315A | 110 | 3 |  |  | 55 | F | S1 | Delta | Available |  |  |  | 560 | 508 | 315 |  | Internal | Horizontal
EMO003790 | HWADA | AK-15197701j | Y2-3152-8 | 90 | kW | 380 | 178 | 50 | 8 | 740 | NU319 | 6319 | 315L | 80 | 3 | 0.82 | 95.8 | 55 | F | S1 | Delta | Available |  |  |  | 457 | 508 | 315 |  | Internal | Horizontal
EMO004261 | HWADA | 060180401j | Y2-3152-8 | 90 | kW | 380 | 178 | 50 | 8 | 740 | NU319 | 6319 | 315L | 80 | 3 | 0.82 | 92.6 | 55 | F | S1 | Delta | Available |  |  |  | 457 | 508 | 315 |  | Internal | Horizontal
EMO002137 | MARATHON | AK-15197701j | HJN1 | 132 | kW | 380 | 264 | 50 | 8 | 740 | NU322 | 7322B | 355 | 95 | 3 | 0.82 | 92.6 | 55 | F | S1 | Delta | Available |  |  |  | 500 | 610 | 355 |  | Internal | Horizontal
EMO003793 | TECO | 1551000856 | AEEBKB | 55 | kW | 380 | 105 | 50 | 4 | 1470 | NU 316 | 6213 | 250SC | 70 | 3 |  |  | 54 | F |  | Delta | Available |  |  |  | 311 | 406 | 250 |  | Internal | Horizontal
EMO001424 | SEW | Salved | R137 R77 DRS112M | 4 | kW | 380 | 8.4 | 50 | 4 | 1435 |  |  | 112 M |  | 3 |  |  | 55 | F | S1 | Delta | Not Available | [5 empty] | 112 |  | Internal | Vertical
EMO001741 | Asgen |  |  | 37 | kW | 380 | 69 | 50 | 4 | 1445 | NU313 |  | 225S |  | 3 | [5 empty] | Delta | Available | [7 empty] | Internal | Horizontal
EMO002134 | TECO | 75C7300008 | AEEBKB | 45 | kW | 380 | 93 | 50 | 4 | 1488 | 6313 | 6213 | 225S |  | 3 |  |  | 55 | F | S1 | Delta | Available | [5 empty] | 225 |  | Internal | Horizontal
EMO003792 | Asgen |  |  | 45 | kW | 380 | 84 | 50 | 6 | 975 |  |  | 280S |  | 3 | [5 empty] | Delta | Available | [7 empty] | Internal | Horizontal
EMO003747 | TOSHIBA |  | IKH | 2.2 | kW | 380 | 5.5 | 50 | 6 | 965 | 6207 | 6206 | 112M |  | 3 |  |  | 55 | F | S1 | Delta | Not Available | [7 empty] | Internal | Horizontal
EMO003748 | TECO | 11002700404 | AEVB | 7.5 | kW | 380 | 14.1 | 50 | 4 | 1450 | 6308 | 6306 | 132M |  | 3 |  |  | 55 | F |  | Delta | Not Available | [5 empty] | 132 |  | Internal | Vertical
MGM000405 | TECO | H413C305006 | AEVB | 7.5 | kW | 380 | 14.1 | 50 | 4 | 1450 | 6308 | 6306 | 132M |  | 3 |  |  | 55 | F |  | Delta | Not Available | [5 empty] | 132 |  | Internal | Vertical
EMO003851 | SUMITOMO | M5009025 | K71M | 0.4 | kW | 380 | 1.2 | 50 | 4 | 1420 |  |  | 71M |  | 3 |  |  | 55 | F |  | Start | Not Available | [5 empty] | 71 |  | Internal | Vertical
EMO003789 | SUMITOMO | M5009025 | F71M | 0.4 | kW | 380 | 1.2 | 50 | 4 | 1420 |  |  | 71M |  | 3 | 0.65 |  | 55 | F |  | Start | Not Available | [5 empty] | 71 |  | Internal | Vertical
EMO004943 | TECO |  | AECTPA | 600 | kW | 3000 | 143 | 50 | 6 | 985 | NU224 | 6324 | 450C | 110 | 3 |  |  | 55 | F |  | Delta | Available |  |  |  | 1120 | 900 | 450 |  | Internal | Horizontal
EMO004265 | MEZ |  | ILA302 | 18.5 | kW | 380 | 36.5 | 50 | 4 | 1460 | NU311 | 6311 | 180M | 48 | 3 | 0.86 | 91.2 | 55 | F | S1 | Delta | Available |  |  |  | 279 | 279 | 180 |  | Internal | Horizontal
EMO002131 | Marathon |  | HJN1 | 75 | kW | 380 | 141 | 50 | 6 | 985 | NU319 | 6319 | 315S | 80 | 3 | 0.86 | 93.7 | 55 | F | S1 | Delta | Available |  |  |  | 406 | 508 | 315 |  | Internal | Horizontal
EMO002182 | SIEMENS | S1-396-280 | RGZ1 | 15 | HP | 380 | 22 | 50 | 4 | 1450 | 6309 | 6207 | 160 |  | 3 |  |  |  | F |  | Delta | Available |  |  |  | 255 | 255 | 160 |  | Internal | Horizontal
MGM000120 | ABB |  | HXA | 7.5 | kW | 380 | 16.3 | 50 | 4 | 1440 |  |  | 132S |  | 3 |  |  | 55 | F |  | Delta | Not Available | [5 empty] | 132 |  | Internal | Vertical
EMO001752 | FLENDER HIMMEL |  |  | 0.37 | kW | 380 | 1.15 | 50 | 4 | 1400 |  |  |  |  | 3 | [5 empty] | Start | Not Available | [7 empty] | Internal | Vertical
MGM000356 | MEZ | 2572041 |  | 7.5 | kW | 380 | 15.2 | 50 | 4 | 1450 |  |  | 132M | 38 | 3 |  |  | 55 | F |  | Delta | Not Available | [5 empty] | 132 |  | Internal | Vertical
EMO000428 | SUMITOMO |  |  | 0.75 | kW | 380 | 1.5 | 50 | 4 | 1420 |  |  |  |  | 3 | [5 empty] | Start | Not Available | [7 empty] | Internal | Vertical
EMO003065 | TECO |  | AEVBKB | 7.5 | kW | 380 | 16 | 50 | 4 | 1450 |  |  |  | 38 | 3 |  |  | 55 | F |  | Delta | Not Available | [7 empty] | Internal | Vertical
EMO000813 | SUMITOMO |  |  | 0.38 | kW | 380 | 1.5 | 50 | 4 | 1420 |  |  | 71M |  | 3 |  |  | 55 | F |  | Delta | Not Available | [7 empty] | Internal | Vertical
EMO003107 | ABB | MK171009 | MBT | 37 | kW | 380 | 74 | 50 | 4 | 1475 | -- | -- | 225 |  | 3 |  |  | 55 | F |  | Delta | Available | [7 empty] | Internal | Horizontal
EMO000753 | Asgen | 318706 | 160L16 | 11 | kW | 380 | 24 | 50 | 6 | 965 | -- | -- | 160 |  | 3 |  |  | 55 | F |  | Delta | Not Available | [5 empty] | 160 |  | Internal | Horizontal
EMO000943 | ABB | 3333395 | M2BA | 45 | kW | 380 | 86 | 50 | 4 | 1477 | 6313 | 6313 | 225 |  | 3 | 0.85 |  | 55 | F |  | Delta | Available | [5 empty] | 225 |  | Internal | Horizontal
EMO002115 | ABB |  | HXR | 45 | kW | 380 | 89 | 50 | 4 | 1470 | 6313 | 6312 | 225 | 60 | 3 |  |  | 55 | F | S1 | Delta | Available |  |  |  | 311 | 356 | 225 |  | Internal | Horizontal
EMO000483 | TECO |  | AEEBAC | 55 | kW | 380 | 108 | 50 | 6 | 970 | NU218 | 6214 | 280S |  | 3 |  |  | 55 | F | S1 | Delta | Available | [7 empty] | Internal | Horizontal
EMO000422 | ABB | MK171009 | MBT | 37 | kW | 380 | 71 | 50 | 4 | 1480 | -- | -- | 225 |  | 3 | 0.81 |  | 50 | F |  | Delta | Available | [7 empty] | Internal | Horizontal
EMO002110 | TECO | 1K371352 | AEEBAC | 22 | kW | 380 | 45.9 | 50 | 6 | 960 | 6312 | 6212 | 200 | 55 | 3 |  |  | 54 | F |  | Delta | Available |  |  |  | 305 | 318 | 200 |  | Internal | Horizontal
EMO002018 |  | SA684410 | LKC-4 | 30 | kW | 380 | 58 | 50 | 4 | 1465 |  |  | F200 |  | 3 |  |  | 54 | F |  | Delta | Available | [7 empty] | Internal | Horizontal
EMO001993 | TECO |  | AEEBPA | 50 | HP | 380 | 72.7 | 50 | 4 | 1465 | 6313 | 6313 | 225SC |  | 3 |  |  | 55 | F | S1 | Delta | Available | [7 empty] | Internal | Horizontal
EMO000572 | ABB |  | M2AA | 45 | kW | 380 | 86 | 50 | 4 | 1460 | 6313 | 6212 | 225SM |  | 3 |  |  | 55 | F |  | Delta | Available | [7 empty] | Internal | Horizontal
EMO000539 | ABB | M416806 | MBT | 7.5 | kW | 380 | 17 | 50 | 6 | 970 | -- | -- | 160 |  | 3 | 0.77 |  | 55 | F |  | Delta | Not Available | [5 empty] | 160 |  | Internal | Horizontal
EMO003665 | TECO |  | AEEBAC | 22 | kW | 380 | 45.9 | 50 | 6 | 965 | 6313 | 6212 | 200L | 55 | 3 |  |  | 55 | F |  | Delta | Available |  |  |  | 305 | 318 | 200 |  | Internal | Horizontal
EMO002175 | ABB |  | MBT | 7.5 | kW | 380 | 16 | 50 | 4 | 1450 | 6208 | 6206 | 132M | 38 | 3 |  |  | 55 | F |  | Delta | Not Available |  |  |  | 178 | 216 | 132 |  | Internal | Horizontal
EMO002096 | ABB | 3259392 | M2BA | 30 | kW | 380 | 59 | 50 | 4 | 1468 |  |  | 200M | 55 | 3 | 0.85 |  | 55 | F |  | Delta | Available |  |  |  | 310 | 310 | 200 |  | Internal | Horizontal
EMO000374 | TECO | 75B348004 | AEEBKB | 55 | kW | 380 | 105 | 50 | 4 | 1470 | 6316 | 6213 | 250 |  | 3 |  |  | 55 | F |  | Delta | Available | [7 empty] | Internal | Horizontal
EMO002006 | ABB | 36BA222220 | M2BA | 45 | kW | 380 | 86 | 50 | 4 | 1475 | 6313 | 6313 | 225 |  | 3 | 0.8 |  | 55 | F |  | Delta | Available | [7 empty] | Internal | Horizontal
EMO003637 | TECO | P9539201 | AEEBPA | 55 | kW | 380 | 93 | 50 | 4 | 1485 | 6313 | 6213 | 225M |  | 3 |  |  | 55 | F |  | Delta | Available | [7 empty] | Internal | Horizontal
EMO000664 | ABB | MK171007AD | MBT180L | 22 | kW | 380 | 44 | 50 | 4 | 1475 |  |  |  | 48 | 3 |  |  | 55 |  |  | Delta | Available |  |  |  | 279 | 279 | 180 |  | Internal | Horizontal
EMO003898 | Marathon | 67504601J | HJN1 | 90 | kW | 380 | 167 | 50 | 4 | 1480 | 6317 | 6317 | 280 |  | 3 | 0.87 |  | 55 | F |  | Delta | Available | [7 empty] | Internal | Horizontal
MGM000697 | TECO | P9508151 | AEEBPA | 30 | kW | 380 | 63.2 | 50 | 6 | 975 | 6313 | 6213 | 225 |  | 3 |  |  | 55 | F |  | Delta | Available | [7 empty] | Internal | Horizontal
EMO003633 | ABB |  | MBT | 22 | kW | 380 | 44 | 50 | 4 | 1450 | 6310 | 6209 | 180L | 48 | 3 | [5 empty] | Delta | Not Available |  |  |  | 279 | 279 | 180 |  | Internal | Horizontal
EMO001220 | Marathon | 320003291050J | AK | 55 | kW | 380 | 111 | 50 | 8 | 740 | NU319 | 6319 | 315 |  | 3 | 0.81 |  | 55 | F | S1 | Delta | Available | [5 empty] | 315 |  | Internal | Horizontal
EMO002078 | ABB | 3329661 | M2BA | 75 | kW | 380 | 140 | 50 | 4 | 1485 | 6316 | 6316 | 280 |  | 3 | 0.87 |  | 55 | F | S1 | Delta | Available | [5 empty] | 280 |  | Internal | Horizontal
EMO003610 | ABB | 044701067 5493 | M3BP | 160 | kW | 380 | 310 | 50 | 8 | 743 | 6322 | 6316 | 355SM |  | 3 | 0.82 |  | 55 | F | S1 | Delta | Available |  |  |  | 510 | 510 | 355 |  | Internal | Horizontal
EMO003808 | TungLee |  | IK | 0.37 | kW | 380 | 0.9 | 50 | 4 | 1420 | 6304 | 6303 | 71M |  | 3 |  |  | 55 | F | S1 | STAR | Not Available | [5 empty] | 71 |  | Internal | Vertical
EMO000385 | Marathon | 3200002910701J | HK | 75 | kW | 380 | 151 | 50 | 8 | 740 | NU319 | 6319 | 315 |  | 3 | 0.81 |  | 55 | F | S1 | Delta | Available | [5 empty] | 315 |  | Internal | Horizontal
EMO002124 | TECO | D074210-1 | AECT-PA001 | 500 | kW | 3000 | 114 | 50 | 4 | 1482 | 6322 | NU220 | 450A |  | 3 |  |  |  | F |  | Delta | Available | [7 empty] | Internal | Horizontal
EMO002127 | TECO | D2B127-3 | AEJT | 400 | kW | 3000 | 86 | 50 | 4 | 1485 | NU224 | 6322 | 450AB |  | 3 |  |  | 55 | F |  | Delta | Available |  |  |  | 980 | 720 | 450 |  | Internal | Horizontal
EMO000478 | BAUER | 39527 | CFG | 0.025-0.1 | kW | 380 | 0.4-1.6 | 50 | 2 | 2660/650 |  |  |  |  | 3 | [6 empty] | Not Available
EMO002073 | TECO |  | AEEBKB | 0.75 | kW | 380 | 1.92 | 50 | 4 | 1405 | 6204 | 6204 | 90L |  | 3 |  |  | 55 | F |  | Delta | Not Available | [5 empty] | 90 |  | Internal | Horizontal
EMO002132 | TECO | D063217-1 | AECT-PA001 | 500 | kW | 3000 | 114 | 50 | 4 | 1482 | NU | 6322 | 450A |  | 3 |  |  | 55 | F |  | Delta | Available | [7 empty] | Internal | Horizontal
EMO003020 | ABB |  | MT80 | 0.75 | kW | 380 | 2.1 | 50 | 4 | 1410 |  |  | 80B |  | 3 | 0.72 |  | 55 | F |  | Start | Not Available | [7 empty] | Internal | Vertical
EMO003401 | ABB | MT80B19F1656 | MT80B19F1656 | 0.55 | kW | 380 | 1.8 | 50 | 6 | 960 |  |  | 80B |  | 3 |  |  | 55 | F |  | Start | Not Available | [7 empty] | Internal | Vertical
EMO002071 | ABB | MK171006 | MBT | 18.5 | kW | 380 | 39 | 50 | 4 | 1470 | -- | -- | 180 |  | 3 |  |  | 55 | F |  | Delta | Not Available | [7 empty] | Internal | Horizontal
EMO000066 | ABB | 3232536 | M2BA | 55 | kW | 380 | 105 | 50 | 6 | 986 | 6316 | 6316 | 280 |  | 3 | 0.83 |  | 55 | F |  | Delta | Available | [7 empty] | Internal | Horizontal
EMO003199 | TECO | H410B308 | AEEB | 7.5 | kW | 380 | 14.1 | 50 | 4 | 1450 | 6308 | 6308 | 132M |  | 3 |  |  | 55 | F |  | Delta | Available | [5 empty] | 132 |  | Internal | Vertical
EMO003563 | ABB | 3182453 | HXR | 160 | kW | 380 | 323 | 50 | 6 | 740 | 6322 | 6319 | - |  | 3 | 0.8 |  | 55 | F |  | Delta | Available | [7 empty] | Internal | Vertical
EMO002072 | YASKAWA | 00 627 | 90L | 0.75 | kW | 380 | 2.25 | 50 | 6 | 365 |  |  | 90L |  | 3 | [6 empty] | Not Available | [5 empty] | 90 |  | Internal | Horizontal
EMO003807 | ABB | 3193591 | HXR | 132 | kW | 380 | 250 | 50 | 6 | 988 | 6319 | 6316 | 315L |  | 3 | 0.85 |  | 55 | F | S1 | Delta | Available |  |  |  | 510 | 510 | 315 |  | Internal | Horizontal
EMO003338 | TECO |  | AEEBCB | 55 | kW | 380 | 105 | 50 | 4 | 1470 |  |  | 250SC | 70 | 3 | [5 empty] | Delta | Available |  |  |  | 311 | 406 | 250 |  | Internal | Horizontal
EMO000841 | TECO | H7099403099 | AEEBKB | 75 | kW | 380 | 129 | 50 | 4 | 1480 | 6316 | 6213 | 250MC | 70 | 3 |  |  | 55 | F |  | Delta | Available |  |  |  | 311 | 406 | 250 |  | Internal | Horizontal
EMO002647 | TECO |  | AEEB | 1.5 | kW | 380 | 3.56 | 50 | 4 | 1400 | 6205 | 6205 | 90L |  | 3 |  |  | 55 | F |  | Start | Not Available | [5 empty] | 90 |  | Internal | Horizontal
EMO003913 | TECO | D2B126-1 | AEAT-TP001 | 500 | kW | 3000 | 114 | 50 | 4 | 1480 | NU220 | 6320 | 450A |  | 3 |  |  | 55 | F | S1 | Delta | Available | [7 empty] | Internal | Horizontal
EMO000838 | TECO | 69B2520003 | AEBAK | 11 | kW | 380 | 23.1 | 50 | 6 | 935 | 6311 | 6307 | 160L |  | 3 |  |  | 55 | F |  | Delta | Not Available | [5 empty] | 160 |  | Internal | Vertical
EMO000837 | FLENDER | BU-26796715 | K10 | 30 | kW | 380 | 60 | 50 | 4 | 1470 |  |  |  |  | 3 | [6 empty] | Not Available | [7 empty] | Internal | Vertical
EMO003122 |  |  | Motor di dalam tank |  |  |  |  | 50
MGM000698 | GRUNDFOS | 85U15510 | MG | 3 | kW | 380 | 6.3 | 50 | 2 | 2900 | 6306 | 6205 | 100L |  | 3 | 0.87 | 87.1 |  |  | S1 | Delta | Not Available | [5 empty] | 100 |  | Internal | Vertical
EMO000835 | GRUNDFOS | 85U1551031 | MG | 3 | kW | 380 | 6.3 | 50 | 2 | 2900 | 6306 | 6205 | 100L |  | 3 | 0.87 | 87.1 |  |  | S1 | Delta | Not Available | [5 empty] | 100 |  | Internal | Vertical
EMO003190 | SIEMENS |  | ILE0001/2 | 45 | kW | 380 | 84.4 | 50 | 2 | 2985 |  |  |  |  | 3 | 0.88 | 95 |  |  |  | Delta | Not Available | [7 empty] | Internal | Horizontal
EMO002988 | TECO | P9527551 | AEEB | 110 | kW | 380 | 205 | 50 | 4 | 1480 | NU218 | 6214 | 280M |  | 3 |  |  | 55 | F |  | Start | Available | [5 empty] | 280 |  | Internal | Horizontal
EMO000260 | SIEMENS | 083498001-IMB3 | ILC | 90 | kW | 380 | 157 | 50 | 2 | 2975 |  |  | 280M |  | 3 | 0.89 |  | 55 | F |  | Delta | Available | [5 empty] | 280 |  | Internal | Horizontal
EMO000062 | ABB | 31980333428SM | HXR | 90 | kW | 380 | 162 | 50 | 2 | 2965 | 6316 | 6315 | 280S | 65 | 3 | 0.9 |  | 55 | F | S1 | Delta | Available |  |  |  | 418 | 457 | 280 |  | Internal | Horizontal
EMO003458 | SUMITOMO |  | V71M/4 | 0.4 | kW | 380 | 1.23 | 50 | 4 | 1420 |  |  | 71M |  | 3 | 0.69 |  | 55 | F | S1 | STAR | Not Available | [5 empty] | 71 |  | Internal | Vertical
EMO002076 | SIEMENS | 0580183901IMB3 | ELC | 132 | kW | 380 | 225 | 50 | 2 | 2982 |  |  | 315M |  | 3 | 0.9 |  | 55 | F |  | Delta | Available | [5 empty] | 315 |  | Internal | Horizontal
EMO000823 | TECO | C81033-2 | AEEB | 132 | kW | 380 | 239 | 50 | 2 | 2955 | 6314 | 6314 | 315S |  | 3 |  |  | 55 | F |  | Delta | Available | [5 empty] | 315 |  | Internal | Horizontal
EMO000822 | SUMITOMO | Salved | CNVM01 | 0.1 | kW | 380 | 0.35 | 50 | 4 | 1400 |  |  | 63S |  | 3 |  |  | 44 | E | S1 | Start | Not Available | [5 empty] | 63 |  |  | Vertical
EMO000821 | TECO | H7116109002 | AEEBKB | 30 | kW | 380 | 55.4 | 50 | 2 | 2960 | 6312 | 6212 | 200LA |  | 3 |  |  | 55 | F |  | Delta | Available | [7 empty] | Internal | Horizontal
EMO000820 | TECO | H7716109008 | AECT | 30 | kW | 380 | 55.4 | 50 | 2 | 2960 | 6312 | 6312 | 200LA |  | 3 |  |  | 55 | F |  | Delta | Available | [7 empty] | Internal | Horizontal
EMO000819 | RELIANCE | 07KL438025-ZW | L3698Z | 150 | kW | 460 | 240 |  |  | 1175 | 95BC02J30X | 80BC02J30X | L3698Z |  | 3 |  |  |  | F | S1 |  | Available | [7 empty] | Internal | Horizontal
EMO000818 | ABB | 32854326266 XM | M2BA | 160 | KW | 380 | 315 | 50 | 8 | 741 | 6322 | 6319 | 355SM | 100 | 3 |  |  | 55 | F |  | Delta | Available | [5 empty] | 355 |  | Internal | Horizontal
EMO000817 | TECO | D57310-2 | AECT | 410 | kW | 3000 | 96.1 | 50 | 6 | 984 | NU 324 | 6322 | 450A | 110 | 3 |  |  | 55 | F |  | Delta | Available |  |  |  | 900 | 920 | 450 |  | Internal | Horizontal
EMO000816 | ABB |  | HXR | 250 | kW | 3300 | 56 | 50 | 6 | 989 | 6322 | 6319 | 355L | 100 | 3 |  |  | 55 | F |  | Delta | Available |  |  |  | 630 | 610 | 355 |  | Internal | Horizontal
EMO000815 | ABB |  | HXR | 250 | kW | 3300 | 56 | 50 | 6 | 989 | 6322 | 6319 | 355L | 100 | 3 |  |  | 55 | F |  | Delta | Available |  |  |  | 630 | 610 | 355 |  | Internal | Horizontal
EMO000814 | ABB |  | HXR | 250 | kW | 3300 | 56 | 50 | 6 | 989 | 6322 | 6319 | 355L | 100 | 3 |  |  | 55 | F |  | Delta | Available |  |  |  | 630 | 610 | 355 |  | Internal | Horizontal
EMO003968 | ASGEN | 54316 | CRT560 | 184 | kW | 3000 | 48 | 50 | 12 | 495 |  |  | 560 | 100 | 3 | [5 empty] | Delta | Available |  |  |  | 1230 | 750 | 400 |  | Internal | Horizontal
EMO003754 | ASGEN | 54318 | CRT560 | 184 | kW | 3000 | 48 | 50 | 12 | 495 |  |  | 560A | 100 | 3 | [5 empty] | Delta | Available |  |  |  | 1230 | 750 | 400 |  | Internal | Horizontal
EMO004946 | ABB | 56898 | HXR | 250 | kW | 3000 | 62 | 50 | 6 | 989 | 6322 | 6319 | 355 | 140 | 3 | 0.85 |  | 55 | F | S1 | Delta | Available |  |  |  | 630 | 610 | 355 |  | Internal | Horizontal
EMO000811 | ASGEN | 54137 | CRT560 | 184 | kW | 3000 | 48 | 50 | 12 | 495 |  |  | 560A | 100 | 3 | [5 empty] | Delta | Available |  |  |  | 1230 | 750 | 400 |  | Internal | Horizontal
EMO000706 | TECO | 63140 | AEJK | 200 | kW | 3000 | 61.7 | 50 | 6 | 985 | NU 220 | 6322 | 355CB | 95 | 3 |  |  | 55 | F |  | Delta | Available |  |  |  | 900 | 610 | 355 |  | Internal | Horizontal
EMO003134 | TECO | D74382-2 | AECT | 410 | kW | 3000 | 97 | 50 | 6 | 985 | NU 324 | 6322 | 450A | 110 | 3 |  |  | 55 | F |  | Delta | Available |  |  |  | 900 | 920 | 450 |  | Internal | Horizontal
EMO001835 | TECO |  | AEEBKB | 75 | kW | 380 | 129 | 50 | 4 | 1475 | 6316 | 6213 | 250MC |  | 3 |  |  | 55 | F | S1 | Delta | Available | [7 empty] | Internal | Horizontal
EMO001005 | MARATHON | 32000044720101J | HJN1 | 90 | kW | 380 | 160 | 50 | 2 | 2970 | 6314 | 6314 | 280M-2 |  | 3 | 0.91 | 94.1 |  | F |  | Delta | Available | [7 empty] | Internal | Horizontal
EMO000860 | ABB |  | MBT | 11 | kW | 380 | 22.3 | 50 | 4 | 1455 |  |  | 160M |  | 3 | 0.81 |  | 55 | F | S1 | Delta | Available | [7 empty] | Internal | Horizontal
EMO000805 | ABB |  | MBT | 15 | kW | 380 | 30 | 50 | 4 | 1475 | 6209 | 6209 | 160L | 42 | 3 | [5 empty] | Delta | Not Available |  |  |  | 254 | 254 | 160 |  | Internal | Horizontal
EMO002075 | ABB |  | QU | 18.5 | kW | 380 | 37 | 50 | 4 | 1460 |  |  | 180M | 48 | 3 |  |  | 55 | F | S1 | Delta | Not Available |  |  |  | 241 | 279 | 180 |  | Internal | Horizontal
EMO000278 | ABB | 02712224 10002 | M3BP | 55 | kW | 380 | 103 | 50 | 4 | 1475 | 6315 | 6313 | 250SM |  | 3 | 0.86 |  | 55 | F | S1 | Delta | Available | [7 empty] | Internal | Horizontal
EMO000802 | HUADA |  | Y2 | 4 | kW | 380 | 8.6 | 50 | 4 | 1435 |  |  | 112M |  | 3 |  |  | 55 | F | S1 | Delta | Not Available | [7 empty] | Internal | Horizontal
EMO000801 | Gardner Denver | BN-18372528-004 | G-BH12BH1500 | 2.2 | kW | 380 | 5.6 | 50 | 2 | 2870 |  |  |  |  | 3 |  |  | 55 | F |  | Start | Not Available | [7 empty] | Internal | Vertical
EMO002894 | Gardner Denver | BN-10087371-009 | G-BH12BH1500 | 2.2 | kW | 380 | 5.6 | 50 | 2 | 2870 |  |  |  |  | 3 |  |  | 55 | F |  | Start | Not Available | [7 empty] | Internal | Vertical
EMO003303 | Elec-Trudrive | BB042362 | D200L | 30 | kW | 380 | 64 | 50 | 2 | 2945 | 6313 | 6312 | 200L | 55 | 3 | [5 empty] | Delta | Available |  |  |  | 305 | 318 | 200 |  | Internal | V/H
EMO000525 | ABB |  | MBT | 15 | kW | 380 | 30 | 50 | 4 | 1460 | 6209 | 6209 | 160L |  | 3 |  |  | 55 | F |  | Delta | Not Available | [5 empty] | 160 |  | Internal | Horizontal
EMO000799 | TECO | MN40472-2 | AEEB | 125 | HP | 380 | 165 | 50 | 2 | 2950 | 6316 | 6314 | 280 | 65 | 3 |  |  | 55 | F |  | Delta | Available |  |  |  | 457 | 368 | 280 |  | Internal | Horizontal
EMO000798 | Leroy Somer |  | LS132 | 7.5 | kW | 380 | 16 | 50 | 4 | 1400 | 6308 | 6307 | 132M | 38 | 3 | [5 empty] | Delta | Not Available |  |  |  | 180 | 210 | 132 |  | Internal | Horizontal
EMO003848 | Bharat Bijlee |  | ILA3078 | 7.5 | kW | 380 | 16 | 50 | 4 | 1440 |  |  | 132M | 38 | 3 |  | 87 | 55 | F |  | Delta | Not Available |  |  |  | 180 | 210 | 132 |  | Internal | Horizontal
EMO000796 | TECO |  | AEEBPA | 55 | kW | 380 | 105 | 50 | 4 | 1470 | NU216 | 6213 | 250SC | 70 | 3 |  |  | 55 | F |  | Delta | Available |  |  |  | 311 | 406 | 250 |  | Internal | Horizontal
EMO000795 | ABB |  | MBT | 15 | kW | 380 | 33 | 50 | 6 | 970 |  |  | 180L | 48 | 3 | 0.77 |  | 55 | F |  | Delta | Not Available |  |  |  | 279 | 279 | 180 |  | Internal | Horizontal
EMO000397 | TECO | 9K60023 | AEEBAC | 20 | HP | 380 | 31.9 | 50 | 6 | 965 | 6311 | 6310 | 180L | 48 | 3 |  |  | 55 | F |  | Delta | Not Available |  |  |  | 279 | 279 | 180 |  | Internal | Horizontal
EMO001617 | ABB | 9000760C05 | M2BA | 22 | kW | 380 | 42 | 50 | 4 | 1455 | 6210 | 6210 | 180LC |  | 3 | 0.87 |  | 55 | F | S1 | Delta | Not Available | [7 empty] | Internal | Horizontal
EMO003864 | TECO | H6104524015 | AEEBKB | 25 | HP | 380 | 34.4 | 50 | 4 | 1450 | 6311 | 6310 | 180AC |  | 3 |  |  | 55 | F | S1 | Delta | Not Available | [7 empty] | Internal | Horizontal
EMO000350 | ABB | 3440VM | HYA | 4 | kW | 380 | 8.7 | 50 | 4 | 1415 | 6307 | 6306 | 112M |  | 3 | 0.83 |  | 55 | F | S1 | Delta | Not Available | [7 empty] | Internal | Horizontal
EMO000398 | TECO | AEEBKB |  | 18.5 | kW | 380 | 36.7 | 50 | 4 | 1460 | 6309 | 6307 | 160L |  | 3 |  |  | 55 | F | S1 | Delta | Not Available | [7 empty] | Internal | Horizontal
EMO003153 | ABB |  | MBT | 15 | kW | 380 | 30 | 50 | 4 | 1485 | 6209 | 6209 | 160 |  | 3 |  |  |  | F |  | Delta | Not Available | [7 empty] | Internal | Horizontal
EMO000792 | Stromberg | 9274MP | HXUR | 15 | kW | 380 | 30 | 50 | 4 | 1450 | 6309 | 6309 | 160L |  | 3 |  |  | 54 |  | S1 | Delta | Not Available | [5 empty] | 160 |  | Internal | Horizontal
EMO003392 | TECO | P45130230156 | AEEB | 7.5 | kW | 380 | 16.2 | 50 | 4 | 1450 | 6308 | 6306 | 132M |  | 3 |  |  | 55 | F |  | Delta | Not Available | [7 empty] | Internal | Horizontal
EMO003393 | ABB | 3GAA162002-ADA | M2AA | 15 | kW | 380 | 30 | 50 | 4 | 1445 | 6209 | 6209 | 160 |  | 3 | 0.84 |  | 55 | F |  | Delta | Not Available | [5 empty] | 160 |  | Internal | Horizontal
EMO003395 |  |  |  | 3.7 | kW | 380 | 3.5 | 50 | 4 | 1440 | 6206 | 6206 | 112M |  | 3 |  |  | 55 | F |  | Delta | Not Available | [5 empty] | 112
EMO003394 | ABB |  | QU | 7.5 | kW | 380 | 16 | 50 | 4 | 1450 |  |  | 132M |  | 3 |  |  | 55 | F |  | Delta | Not Available | [5 empty] | 132 |  | Internal | Horizontal
EMO000059 | ABB |  | MBT | 22 | kW | 380 | 44 | 50 | 4 | 1450 |  |  | 180L |  | 3 |  |  | 55 | F | S1 | Delta | Not Available | [7 empty] | Internal | Horizontal
EMO000052 | TECO | MN-70180-1 | AEEBWA | 15 | kW | 380 | 31.9 | 50 | 6 | 965 | 6311 | 6310 | 180L |  | 3 |  |  | 55 | F |  | Delta | [8 empty] | Internal | Horizontal
EMO000049 | ABB | A406007035002 | M2QA | 2.2 | kW | 380 | 4.98 | 50 | 4 | 1430 | 6206 | 6206 | 100L |  | 3 |  |  | 55 | F |  | Delta | Not Available | [5 empty] | 100 |  | Internal | Horizontal
EMO000044 | ABB | A406007035008 | M2QA | 2.2 | kW | 380 | 4.98 | 50 | 4 | 1430 | 6206 | 6206 | 100L |  | 3 |  |  | 55 | F |  | Delta | Not Available | [5 empty] | 100 |  | Internal | Horizontal
EMO000040 | ASEA | 6012385 |  | 3.7 | kW | 380 | 6.5 | 50 | 6 | 930 |  |  | 132S |  | 3 | [6 empty] | Not Available | [5 empty] | 90 |  | Internal | Vertical
EMO000038 | STROMBERG | 265C3/2581DB | HXUR | 4 | kW | 380 | 7.2 | 50 | 6 | 950 | 6308 | 6307 |  |  | 3 |  |  |  |  | S1 |  | Not Available | [7 empty] | Internal | Vertical
EMO000791 | ABB | 569778 | M2BA | 5.5 | kW | 380 | 11.5 | 50 | 4 | 1455 | 6208 | 6208 | 132M |  | 3 | 0.82 |  | 55 | F | S1 | Delta | Not Available | [7 empty] | Internal | Vertical
EMO000790 | ABB | 3GP1110629075001 | M3BA | 37 | kW | 380 | 68 | 50 | 4 | 1479 | 6313 | 6212 | 225SM |  | 3 | 0.84 |  | 55 | F | S1 | Delta | Not Available | [7 empty] | Internal | Vertical
EMO000789 | ABB | 3GP1110629074002 | M3BA | 22 | kW | 380 | 40.9 | 50 | 4 | 1475 | 6310 | 6209 | 180ML |  | 3 | 0.84 |  | 55 | F | S1 | Delta | Not Available | [7 empty] | Internal | Vertical
EMO000788 | ABB | 3GP1110629074001 | M3BA | 22 | kW | 400 | 40.9 | 50 | 4 | 1475 | 6310 | 6209 | 180LC |  | 3 | 0.84 |  | 55 | F | S1 | Delta | Not Available | [7 empty] | Internal | Horizontal
EMO003400 | ABB | 36P10012885 | M3BP | 75 | kW | 380 | 140 | 50 | 4 | 1482 | 6316 | 6316 | 280SM |  | 3 | 0.86 |  | 55 | F | S1 | Delta | Available | [7 empty] | Internal | Horizontal
EMO003964 | ABB | 36P | M3BP | 75 | kW | 380 | 140 | 50 | 4 | 1482 | 6316 | 6316 | 280SM |  | 3 | 0.86 |  | 55 | F | S1 | Delta | Available | [7 empty] | Internal | Horizontal
EMO003089 | ABB | 000329 | MBT | 5.5 | kW | 380 | 12.5 | 50 | 4 | 1470 |  |  | 132 M |  | 3 |  |  | 55 | F | S1 | Delta | Not Available | [7 empty] | Internal | Horizontal
EMO003340 | ABB | 000328 | MBT | 5.5 | kW | 380 | 12.5 | 50 | 4 | 1470 |  |  | 132 M |  | 3 |  |  | 55 | F | S1 | Delta | Not Available | [7 empty] | Internal | Horizontal
EMO002524 | Toshiba | 44003697 | IKK | 7.5 | kW | 380 | 15.4 | 50 | 6 | 960 | 6310 | 6208 | 160M | 38 | 3 |  |  | 44 | B |  |  | Not Available |  |  |  | 178 | 216 | 132 |  | Internal | Horizontal
EMO000783 | Toshiba | 44003698 | IKK | 7.5 | kW | 380 | 15.4 | 50 | 6 | 960 | 6310 | 6208 | 160M | 38 | 3 |  |  | 44 | B |  |  | Not Available |  |  |  | 178 | 216 | 132 |  | Internal | Horizontal
EMO000782 | TECO | H6104524016 | AEEBKB | 18.5 | kW | 380 | 34.4 | 50 | 4 | 1450 | 6311 | 6310 | 180M |  | 3 |  |  | 55 | F | S1 | Delta | Not Available | [5 empty] | 180 |  | Internal | Horizontal
EMO002893 | BROOK CROMPTON | GX003662 | WUDF 200 L | 30 | kW | 380 | 58 | 50 | 4 | 1470 | 6313 | 6313 | 200L |  | 3 | 0.85 |  | 55 | F | S1 | Delta | Available | [5 empty] | 200 |  | Internal | Horizontal
EMO002819 | ABB |  | HXUR | 2.2 | KW | 380 | 5.3 | 50 | 4 | 1410 | 6306 | 6206 | 100L |  | 3 |  |  | 55 | F | S1 | Start | Not Available | [5 empty] | 100 |  | Internal | Horizontal
EMO000006 | TECO |  | Dipasang ke FIN1 | 7.5 | kW | 380 | 14.1 | 60 | 4 | 1480 |  |  | 132 |  | 3 |  |  | 55 | F | S1 | Start | Not Available | [5 empty] | 132 |  | Internal | Horizontal
EMO000781 | STROMBERG | A8509MD | HXR | 7.5 | kW | 380 | 15 | 50 | 4 | 1440 | 6308 | 6307 |  |  | 3 |  |  | 55 |  | S1 | Delta | Available | [7 empty] | Internal | Vertical
EMO000780 | ABB |  |  | 7.5 | kW | 380 | 16 | 50 | 4 | 1450 |  |  | 132M | 38 | 3 | 0.85 |  | 55 | F |  | Delta | Not Available |  |  |  | 178 | 216 | 132 |  | Internal | V/H
EMO000779 | ABB |  |  | 7.5 | kW | 380 | 16 | 50 | 4 | 1450 |  |  | 132M | 38 | 3 | 0.85 |  | 55 | F |  | Delta | Not Available |  |  |  | 178 | 216 | 132 |  | Internal | V/H
EMO002943 | TECO | 907A008009 | AEEBKB | 125 | HP | 380 | 169 | 50 | 4 | 1470 | 6319 | 6318 | 280SC |  | 3 |  |  | 55 | F |  | Delta | Available | [5 empty] | 280 |  | Internal | Horizontal
EMO000776 | ABB | 1034506F15 | M2BA | 11 | kW | 380 | 20 | 50 | 2 | 2905 | 6309 | 6309 | 160M |  | 3 | 0.91 |  | 55 | F |  | Delta | Not Available | [5 empty] | 160 |  | Internal | Horizontal
EMO003235 | ABB |  | MBT | 11 | kW | 380 | 21 | 50 | 2 | 2930 | 6209 | 6209 | 160M |  | 3 |  |  | 55 | F |  | Delta | Not Available | [7 empty] | Internal | Horizontal
EMO002623 | TECO | 7651380027 | AEEB | 37 | kW | 380 | 71 | 50 | 2 | 2955 | 6312 | 6312 | 200LA |  | 3 |  |  | 55 | F |  | Delta | Available | [5 empty] | 200 |  | Internal | Horizontal
EMO000773 | ABB | 3282382 1935WM | M2BA | 55 | kW | 380 | 103 | 50 | 4 | 1476 | 6315 | 6315 | 250SM |  | 3 | 0.87 |  | 55 | F | S1 | Delta | Available | [7 empty] | Internal | Horizontal
EMO000693 | ABB | 323290506265XM | M2BA | 110 | kW | 380 | 200 | 50 | 4 | 1486 | 6319 | 6316 | 315SM |  | 3 | 0.88 |  | 55 | F | S1 | Delta | Available | [7 empty] | Internal | Horizontal
EMO000694 | WEG |  | ET | 3.7 | kW | 380 | 9.5 | 50 | 2 | 2950 | 6308 | 6207 | 112M | 35 | 3 | [6 empty] | Not Available |  |  |  | 140 | 216 | 112 |  | Internal | Horizontal
EMO000697 | ABB | 3281509 1670WM | M2BA | 55 | kW | 380 | 103 | 50 | 4 | 1476 | 6315 | 6315 | 250SM |  | 3 | 0.87 |  | 55 | F | S1 | Delta | Available | [7 empty] | Internal | Horizontal
EMO000696 | HWADA | IE0403801015 | Y2 | 110 | kW | 380 | 201 | 50 | 4 | 1485 | -- | -- | 315S |  | 3 | 0.88 | 94.5 | 54 | F | S1 | Delta | Available | [7 empty] | Internal | Horizontal
EMO000759 | WEG | ET213T0395 |  | 3.7 | kW | 380 | 9.5 | 50 | 2 | 2955 |  |  | 112 M |  | 3 |  |  | 55 | F | S1 | Delta | Not Available | [5 empty] | 112 |  | Internal | Horizontal
EMO004021 | ABB |  | M2AA | 37 | kW | 380 | 72 | 50 | 4 | 1475 | 6313 | 6212 | 225SM |  | 3 | 0.84 |  | 55 | F | S1 | Delta | Available | [7 empty] | Internal | Horizontal
EMO000757 | RELIANCE |  |  | 2.2 | kW | 380 | 4.7 | 50 | [6 empty] | 3 |  |  |  | F | S1 | Delta | Not Available | [7 empty] | Internal | Horizontal
EMO002975 | TECO | P9508161 | AEEBPA | 37 | kW | 380 | 71 | 50 | 2 | 2925 | 6312 | 6212 | 200L |  | 3 |  |  | 55 | F |  | Delta | Available | [5 empty] | 200 |  | Internal | Horizontal
EMO000624 | ABB |  | MBT | 1.1 | kW | 380 | 2.45 | 50 | 2 | 2930 | 6209 | 6209 | 160M |  | 3 |  |  | 55 | F | S1 | Delta | Not Available | [7 empty] | Internal | Vertical
EMO002866 | ABB |  | MBT | 1.1 | kW | 380 | 2.45 | 50 | 2 | 2930 | 6209 | 6209 |  |  | 3 |  |  | 55 | F | S1 | Delta | Not Available | [7 empty] | Internal | Vertical
EMO002005 | ABB | 252 | MBT | 11 | kW | 380 | 23 | 50 | 4 | 1455 | 6209 | 6209 | 160M |  | 3 | 0.81 |  | 55 | F |  | Delta | [8 empty] | Internal | Horizontal
EMO000962 | MARATHON | AK 15194001 j | HJN1 | 30 | kW | 380 | 57 | 50 | 4 | 1450 | NU312 | 6312 | 200LA | 55 | 3 |  |  | 55 | F | S1 | Delta | Not Available |  |  |  | 305 | 318 | 200 |  | Internal | Horizontal
EMO000750 | TECO | 216104524050 | AEEBKB | 18.5 | kW | 380 | 34.4 | 50 | 4 | 1450 | 6311 | 6310 | 180MC |  | 3 |  |  | 55 | F |  | Delta | [8 empty] | Internal | Horizontal
EMO000749 | ABB | 3434860 | M2BA | 75 | kW | 380 | 137 | 50 | 2 | 2974 | 6316 | 6316 | 280SM |  | 3 | 0.89 |  | 55 | F | S1 | Delta | Available | [5 empty] | 280 |  | Internal | Horizontal
EMO004008 | ABB |  | M2BA | 75 | kW | 380 | 140 | 50 | 4 | 1481 | 6316 | 6316 | 280S |  | 3 | 0.87 |  | 55 | F | S1 | Delta | Available | [7 empty] | Internal | Horizontal
EMO000362 | HWADA | 58485301-J | Y2 | 75 | kW | 380 | 140 | 50 | 4 | 1485 |  |  | 280S |  | 3 | 0.87 | 93.6 | 55 |  |  | Delta | Available | [5 empty] | 880 |  | Internal | Horizontal
EMO000745 | TECO | C56108-1 | AEEB | 110 | kW | 380 | 205 | 50 | 4 | 1480 | NU318 | 6316 | 280MC |  | 3 |  |  | 55 | F |  | Delta | Available | [7 empty] | Internal | Horizontal
EMO005304 | ABB | 3290840 | M2BA | 45 | kW | 380 | 86 | 50 | 4 | 1477 | 6313 | 6313 | 225S |  | 3 |  |  | 55 | F | S1 | Delta | Available | [7 empty] | Internal | Horizontal
EMO000743 | TECO | 9060005 | AEEBAC | 55 | kW | 380 | 108 | 50 | 6 | 970 | NU218 | 6211 | 280SC |  | 3 |  |  |  | F |  | Delta | Available | [7 empty] | Internal | Horizontal
EMO000742 | ABB | 72179148393VM | HXR | 75 | kW | 380 | 141 | 50 | 4 | 1473 | 6315 | 6313 | 250MB | 65 | 3 |  |  | 55 | F | S1 | Delta | Available |  |  |  | 349 | 406 | 250 |  | Internal | Horizontal
EMO000741 | MARATHON | AK115193301 | HJNA | 30 | kW | 380 | 59.2 | 50 | 6 | 980 | 6312 | 6311 | 225MC | 60 | 3 | 0.84 |  | 55 | F | S1 | Delta | Available |  |  |  | 311 | 356 | 225 |  | Internal | Horizontal
EMO000740 | TECO |  | AEEBAC | 15 | kW | 380 | 31.9 | 50 | 6 | 965 | 6311 | 6310 | 180LC | 48 | 3 |  |  | 55 | F | S1 | Delta | Not Available |  |  |  | 279 | 279 | 180 |  | Internal | Horizontal
EMO000739 | ABB | 3331990 | M2BA | 55 | kW | 380 | 103 | 50 | 4 | 1478 | 6315 | 6315 | 250SM | 65 | 3 | 0.87 |  | 55 | F | S1 | Delta | Available |  |  |  | 349 | 406 | 250 |  | Internal | Horizontal
EMO000738 | MARATHON | WX11010543-3001J | SCA 315 | 200 | kW | 380 | 359 | 50 | 4 | 1485 | 6319 | 6319 | 315 L |  | 3 | 0.879 | 95.9 | 55 | F | S1 | Delta | Available | [5 empty] | 280 |  | Internal | Horizontal
EMO000737 | ABB | 31977872427SM | HXR | 200 | kW | 380 | 445 | 50 | 8 | 743 | 6322 | 6319 | 355LA | 100 | 3 | 0.73 |  | 55 | F | S1 | Delta | Available |  |  |  | 560 | 610 | 355 |  | Internal
EMO000736 | ABB | 3232987 | M2BA | 90 | kW | 380 | 165 | 50 | 4 | 1481 | 6316 | 6316 | 280S | 75 | 3 | 0.88 |  | 55 | F | S1 | Delta | Available |  |  |  | 419 | 457 | 280 |  | Internal | Horizontal
EMO000735 | TECO | C102665-1 | AEJH | 250 | kW | 3000 | 62.9 | 50 | 8 | 750 | NU330 | 6322 | 400A | 125 | 3 |  | 94.5 | 55 | F | S1 |  | Available |  |  |  | 800 | 686 | 400 |  | Internal | Horizontal
EMO000760 | ABB | 32329895703XM | M2BA | 90 | kW | 380 | 165 | 50 | 4 | 1481 | 6316 | 6316 | 280SC | 80 | 3 | 0.88 |  | 55 | F | S1 |  | Available |  |  |  | 457 | 508 | 315 |  | Internal | Horizontal
EMO002172 | ABB | 32854306266XM | M2BA | 160 | kW | 380 | 315 | 50 | 8 | 741 | 6322 | 6319 |  | 100 | 3 | 0.81 |  | 55 | F | S1 |  | Available |  |  |  | 560 | 610 | 355 |  | Internal
EMO000994 | ABB | 32854306266XM | M2BA | 160 | kW | 380 | 315 | 50 | 8 | 741 | 6322 | 6319 | 355S | 100 | 3 | 0.81 |  | 55 | F | S1 | Delta | Available |  |  |  | 560 | 610 | 355 |  | Internal | Horizontal
EMO000730 | ABB | 6042364D12 | QU | 22 | kW | 380 | 43 | 50 | 4 | 1460 |  |  | 180L |  | 3 | 0.87 |  | 55 | F | S1 | Delta | Not Available | [5 empty] | 180 |  | Internal | Horizontal
EMO003331 | CGE | 21510 - 2 | C315MB6 | 150 | HP | 380 | 207 | 50 | 6 | 980 |  |  | 315M | 80 | 3 |  |  |  | B |  | Delta | Available |  |  |  | 457 | 508 | 315 |  | Internal | Horizontal
EMO000728 | CGE | 916684 | P 35MA6 | 200 | HP | 380 | 280 | 50 | 6 | 980 |  |  | 315ML |  | 3 | [5 empty] | Delta | Available |  |  |  | 450 | 520 | 315 |  | Internal | Horizontal
EMO000727 | ABB | GS2234459 | GU13MG | 5.5 | kW | 380 | 12.2 | 50 | 6 | 955 |  |  | 132M |  | 3 |  |  | 55 | F |  | Delta | Not Available | [7 empty] | Internal | Horizontal
EMO000555 | Asgen | 345140 | 180M4 | 18.5 | kW | 380 | 39 | 50 | 4 | 1460 | -- | -- | 180 |  | 3 |  |  | 55 | F |  | Delta | Available | [7 empty] | Internal | Horizontal
EMO003039 | TECO |  | AEEBPA | 11 | kW | 380 | 21.5 | 50 | 4 | 1455 | 6309 | 6307 | 160M | 42 | 3 |  |  | 55 | F | S1 | Delta | Not Available |  |  |  | 210 | 254 | 160 |  | Internal | Horizontal
EMO002973 | TECO | P9642141 | AEEBCB | 18.5 | kW | 380 | 37.6 | 50 | 4 | 1455 | 6311 | 6310 | 180M | 48 | 3 |  |  | 55 | F | S1 | Delta | Not Available |  |  |  | 279 | 279 | 180 |  | Internal | Horizontal
EMO000723 | TECO | 1871001357A008 | AEEB | 7.5 | kW | 380 | 16 | 50 | 6 | 950 |  |  |  |  | 3 |  |  | 55 | F | S1 | Delta | Not Available | [7 empty] | Internal | Horizontal
EMO002991 | ABB | 153 | MBT | 37 | kW | 380 | 74 | 50 | 4 | 1475 | 6214 | 6214 | 225S | 60 | 3 | [6 empty] | Available |  |  |  | 311 | 356 | 225 |  | Internal | Horizontal
EMO002978 | ABB | 32823411551WM | M2BA | 30 | kW | 380 | 59 | 50 | 4 | 1468 | 6312 | 6312 | 200ML | 55 | 3 | 0.86 |  | 55 | F | S1 | Delta | Available |  |  |  | 305 | 318 | 200 |  | Internal | Horizontal
EMO000720 | Joddar |  | 160L | 15 | kW | 380 | 30 | 50 | 4 | 1450 | 6309 | 6307 | 160L | 42 | 3 | [5 empty] | Delta | Available |  |  |  | 254 | 254 | 160 |  | Internal | Horizontal
EMO000117 | ABB | 3301111 | M2BA | 200 | kW | 380 | 366 | 50 | 4 | 1485 | 6319 | 6316 | 315ML |  | 3 | 0.87 |  | 55 | F | S1 | Delta | Available | [5 empty] | 315 |  | Internal | Horizontal
EMO000292 | ABB | 32848102800WM | M2BA | 75 | kW | 380 | 139 | 50 | 4 | 1475 | 6315 | 6315 | 250SM |  | 3 |  |  | 55 | F | S1 | Delta | Available | [7 empty] | Internal | Horizontal
EMO000725 | TECO | H248720005 | AEEB | 15 | kW | 380 | 30 | 50 | 6 | 965 | 6311 | 6310 | 180L | 48 | 3 |  |  | 54 | F | S1 | Delta | Not Available |  |  |  | 241 | 279 | 180 |  | Internal | Horizontal
EMO000716 | ABB | 792761 | MBT | 37 | kW | 380 | 73 | 50 | 6 | 980 |  |  | 250M |  | 3 | 0.8 |  | 55 | F | S1 | Delta | Available | [5 empty] | 250 |  | Internal | Vertical
EMO000110 | ABB | 3436361 | M2BA | 132 | kW | 380 | 260 | 50 | 8 | 741 | 6322 | 6319 | 355S |  | 3 | 0.81 |  | 55 | F | S1 | Delta | Available | [5 empty] | 355 |  | Internal | Vertical
EMO001212 | ABB |  | MBT | 15 | kW | 380 | 30 | 50 | 4 | 1460 | 6209 | 6209 | 160L | 42 | 3 |  |  | 55 | F |  | Delta | Not Available |  |  |  | 254 | 254 | 160 |  | Internal | Horizontal
EMO005015 | MAREIMOTORI | A4C164200016 | A4E | 11 | kW | 380 | 22.5 | 50 | 4 | 1460 | 6310 | 6209 | 160M | 42 | 3 | 0.8 |  | 55 | F | S1 | Delta | Not Available |  |  |  | 210 | 254 | 160 |  | Internal | Horizontal
EMO000450 | ABB |  | MBT | 11 | kW | 380 | 23 | 50 | 4 | 1445 | 6209 | 6209 |  | 42 | 3 | 0.85 |  | 55 | F | S1 | Delta | Not Available |  |  |  | 210 | 254 | 160 |  | Internal | Horizontal
EMO000600 | ABB |  | M2BA | 200 | kW | 380 | 366 | 50 | 4 | 1485 | 6319 | 6316 |  | 90 | 3 | 0.87 |  | 55 | F | S1 | Delta | Available |  |  |  | 508 | 508 | 315 |  | Internal | Horizontal
EMO000709 | TECO |  | AEEBPA | 45 | kW | 380 | 93 | 50 | 4 | 1465 | 6313 | 6213 | 225MC |  | 3 |  |  | 55 | F | S1 | Delta | Available | [5 empty] | 225 |  | Internal | Horizontal
EMO003397 | TECO | MN60330 | AEEB | 22 | kW | 380 | 45.5 | 50 | 6 | 985 | 6312 | 6212 | 200L |  | 3 |  |  | 54 | F | S1 | Delta | Available | [5 empty] | 200 |  | Internal | Horizontal
EMO000521 | HWADA | 58661041-J | Y2 | 55 | kW | 380 | 102 | 50 | 4 | 1475 |  |  | 250M |  | 3 | [5 empty] | Delta | Not Available | [5 empty] | 250 |  | Internal | Horizontal
EMO000705 | TECO | 7106704002 | AEEBKB | 22 | kW | 380 | 46.4 | 50 | 8 | 730 | 6313 | 6213 | 225MC |  | 3 |  |  | 55 | F | S1 | Delta | Available | [7 empty] | Internal | Horizontal
EMO000921 | JODAR |  | 20CV | 15 | kW | 380 | 29.9 | 50 | 4 | 1450 |  |  | 160L |  | 3 | 0.85 |  | 55 | F | S1 | Delta | Not Available | [5 empty] | 160 |  | Internal | Horizontal
EMO000703 | ABB | 3290319-2977 WM | M2BA | 37 | kW | 380 | 71 | 50 | 4 | 1473 | 6312 | 6312 | 200 |  | 3 | 0.85 |  | 55 | F |  | Delta | Available | [5 empty] | 200 |  | Internal | Horizontal
EMO000702 | ABB |  | MBT | 55 | kW | 380 | 108 | 50 | 4 | 1475 | 6214 | 6214 | 250M | 65 | 3 |  |  | 54 |  |  | Delta | Available |  |  |  | 349 | 406 | 250 |  | Internal | Horizontal
EMO000701 | ABB |  | M2BA | 90 | kW | 380 | 165 | 50 | 4 | 1481 | 6316 | 6316 | 280SM | 75 | 3 | 0.88 |  | 55 | F |  | Delta | Available |  |  |  | 368 | 457 | 280 |  | Internal | Horizontal
EMO000287 | MARELI | 42093781001 | C180 | 18.5 | kW | 380 | 37.5 | 50 | 4 | 1460 | 6210 | 6210 | 180M | 48 | 3 |  |  | 55 | F | S1 | Delta | Not Available |  |  |  | 241 | 279 | 180 |  | Internal | Horizontal
EMO002977 | ABB | 3436358 | M2BA | 315 | kW | 380 | 570 | 50 | 4 | 1487 | 6322 | 6319 | 315SM | 100 | 3 |  |  | 55 | F | S1 | Delta | Available |  |  |  | 560 | 610 | 355 |  | Internal | Horizontal
EMO000751 | ABB |  | M2BA | 90 | kW | 380 | 165 | 50 | 4 | 1481 | 6316 | 6316 | 280SM | 75 | 3 | 0.88 |  | 55 | F | S1 | Delta | Available |  |  |  | 419 | 457 | 280 |  | Internal | Horizontal
EMO001936 | TECO | MN60319- 1 | AEEB | 30 | kW | 380 | 61.5 | 50 | 6 | 965 | 6313 | 6213 | 225MC | 60 | 3 |  |  | 55 | F | S1 | Delta | Available |  |  |  | 311 | 356 | 225 |  | Internal | Horizontal
EMO001065 | ABB | 3360839 | M2BA | 75 | kW | 380 | 140 | 50 | 4 | 1481 | 6316 | 6316 | 280S | 75 | 3 | 0.87 |  | 55 | F |  | Delta | Available |  |  |  | 419 | 457 | 280 |  | Internal | Horizontal
EMO003102 | TECO |  | AEEBTL | 55 | kW | 380 | 108 | 50 | 4 | 970 | NU318 | 6316 | 280SC | 80 | 3 |  |  | 55 | F |  | Delta | Available |  |  |  | 368 | 457 | 280 |  | Internal | Horizontal
MGM000699 | ABB | 320110497548XM | HXR | 30 | kW | 380 | 59 | 50 | 4 | 1475 | 6312 | 6312 | 200M | 55 | 3 | 0.79 |  | 55 | F | S1 | Delta | Available |  |  |  | 305 | 318 | 200 |  | Internal | Horizontal
EMO000463 | ABB | 3230705 | M2BA | 132 | kW | 380 | 247 | 50 | 6 | 988 | 6319 | 6319 | 315ML |  | 3 | 0.85 |  | 55 | F | S1 | Delta | Available | [7 empty] | Internal | Horizontal
EMO003926 | ABB | 3333394 | M2BA225SMB4B3 | 45 | kW | 380 | 86 | 50 | 4 | 1477 | 6313 | 6313 |  |  | 3 | 0.85 |  | 55 | F | S1 | Delta | Available | [7 empty] | Internal | Horizontal
EMO002135 | ABB | 32329595749XM | M2BA | 110 | kW | 380 | 200 | 50 | 4 | 1486 | 6319 | 6316 | 315S |  | 3 | 0.88 |  | 55 | F | S1 | Delta | Available | [7 empty] | Internal | Horizontal
EMO001695 | HUADA | 58485504 | Y2 315 S4 | 110 | kW | 380 | 201 | 50 | 4 | 1485 | 6319 | 6316 | 315SA | 80 | 3 | 0.85 |  | 54 | F | S1 | Delta | Available |  |  |  | 457 | 508 | 315 |  | Internal | Horizontal
EMO000752 | ABB | 7474415 | MBV | 75 | kW | 380 | 145 | 50 | 4 | 1485 | 6218 | 6218 | 280S | 65 | 3 | 0.85 |  | 54 | F |  | Delta | Available | [7 empty] | Internal | Horizontal
EMO002117 | TungLee |  | IK | 0.37 | kW | 380 | 0.9 | 50 | 4 | 1440 | 6304 | 6303 | 71M |  | 3 |  |  | 55 | F | S1 | STAR | Not Available | [5 empty] | 71 |  | Internal | Vertical
EMO002128 | ABB | 7474781 | MBV280S | 75 | kW | 380 | 145 | 50 | 4 | 1480 | -- | -- |  |  | 3 |  |  | 55 | F |  | Delta | Available | [7 empty] | Internal | Horizontal
EMO004931 | ABB | 3GBP312410-ADG03768405701 | M3BP | 200 | kW | 380 | 366 | 50 | 4 | 1484 | NU319 | 6316 | 315 | 90 | 3 | 0.87 |  | 55 | F |  | Delta | Available | [7 empty] | Internal | Horizontal
EMO001016 | ABB | 90300 | MBT | 45 | kW | 380 | 86 | 50 | 4 | 1477 | 6313 | 6313 |  |  | 3 | 0.85 |  | 55 | F | S1 | Delta | Available | [7 empty] | Internal | Horizontal
EMO002844 | TECO | AC5B005-18 | AEEBPA | 125 | HP | 380 | 168 | 50 | 4 | 1475 | 6318 | 6316 | 280SC | 80 | 3 |  |  | 55 | F | S1 | Delta | Available |  |  |  | 368 | 457 | 280 |  | Internal | Horizontal
EMO000579 | TECO | C7B070-1 | AEEBKA | 110 | kW | 380 | 205 | 50 | 4 | 1480 | NU318 | 6316 | 280M |  | 3 |  |  | 55 | F | S1 | Delta | Available | [5 empty] | 280 |  | Internal | Horizontal
EMO000668 | ASGEN | 3527377 |  | 25 | kW | 380 | 64 | 50 | 6 | 965 | NU313 | 6213 | 225 |  | 3 |  |  | 55 | F | S1 | Delta | Available | [7 empty] | Internal | Horizontal
EMO001091 | STROMBERG | A8160MD | HXUR 265G2 | 7.5 | kW | 380 | 15.8 | 50 | 4 | 1450 | 6308 | 6307 | 132M |  | 3 | 0.85 |  | 55 | F | S1 | Delta | Not Available | [7 empty] | Internal | Vertical
EMO008017 | ASEA | MK213804-B-29 | M180L48-4 | 22 | kW | 380 | 43 | 50 | 4 | 1460 | 6311 | 6310 | 180LC | 48 | 3 |  |  | 54 | B | S1 | Delta | Not Available |  |  |  | 279 | 279 | 180 |  | Internal | Horizontal
EMO000695 | TECO | 0K611012 | AEEBAC | 15 | kW | 380 | 31.9 | 50 | 6 | 965 | 6311 | 6310 | 180LC | 48 | 3 |  |  | 55 | F | S1 | Delta | Not Available |  |  |  | 279 | 279 | 180 |  | Internal | Horizontal
EMO000764 | ABB | 3417583 | M2BA 260S MB | 55 | kW | 380 | 105 | 50 | 6 | 988 | 6316 | 6316 | 260S |  | 3 | 0.85 |  | 55 | F | S1 | Delta | Available | [5 empty] | 260 |  | Internal | Horizontal
EMO003644 | ABB | 00 249 | MBT | 37 | kW | 380 | 74 | 50 | 4 | 1580 | 6214 | 6214 | 225S |  | 3 |  |  | 55 | F | S1 | Delta | Available | [7 empty] | Internal | Horizontal
EMO000674 | RELIANCE | 28KL438025-ZW | L3203Z | 110 | kW | 460 | 180 | 50 |  | 1170 |  |  |  |  | 3 |  |  |  | F | S1 |  | Available | [7 empty] | External | Horizontal
EMO000826 | HUADA |  | Y2 | 37 | kW | 380 | 73 | 50 | 4 | 1475 |  |  | 225S |  | 3 | 0.84 |  | 55 | F | S1 | Delta | Available | [5 empty] | 225 |  | Internal | Horizontal
EMO002976 | SIEMENS | 800022512330/001 | 3-3AB4-Z | 200 | kW | 380 | 350 | 50 | 2 | 2982 | 6319 | 6319 | 315 L |  | 3 |  |  | 55 | F | S1 |  | Available | [7 empty] | Internal | Horizontal
EMO002505 | RELIANCE | IDCZ21493-TI-YX | B847AT | 220 | kW | 440 | 546 |  |  | 217/1016 |  |  |  |  | 3 |  |  |  | F | S1 |  | Not Available | [7 empty] | Internal | Horizontal
EMO003483 | RELIANCE | 14KL438025-YW | L3203Z | 110 | kW | 400 | 180 |  |  | 1170 | BE70BC 03J30X | D62BC 03J30X | L3203Z |  | 3 |  |  | 55 | F | S1 |  | Available | [7 empty] | Internal | Horizontal
EMO008018 | RELIANCE | B9161001-010001 | L4346A | 450 | kW | 460 | 712 |  |  | 1790/2800 |  |  | L4346A |  | 3 |  |  |  | F | S1 |  | Available | [7 empty] | Internal | Horizontal
MGM000108 | RELIANCE | 08KL438025-ZW | L4034Z | 220 | kW | 460 | 355 |  |  | 1180/2000 |  |  | L4034Z |  | 3 |  |  |  | F | S1 |  | Available | [7 empty] | Internal | Horizontal
MGM000605 | RELIANCE | 4VM4380027-A1-RX | P | 375 | kW | 460 | 583 |  |  | 1187 | 110BC02J30X | 110BC02J30X | P |  | 3 |  |  |  | F | S1 |  | Available | [7 empty] | Internal | Horizontal
EMO001297 | ABB |  | MBT 160M | 11 | kW | 380 | 22 | 50 | 4 | 1455 |  |  | 160M |  | 3 |  |  | 55 | F | S1 | Delta | Not Available | [5 empty] | 160 |  | Internal | Horizontal
EMO003736 | TECO | 9360010 | AEEBAC | 15 | kW | 380 | 31.9 | 50 | 6 | 985 | 6311 | 6310 | 180L |  | 3 |  |  | 54 | F | S1 | Delta | Not Available | [7 empty] | Internal | Horizontal
EMO003861 | RELIANCE | B633557-010002MN | L4864A | 60 | HP | 400 | 74/76 |  |  | 1440/2000 |  |  |  |  | 3 |  |  |  | H | S1 |  | Available | [7 empty] | Internal | Horizontal
EMO003549 | SIEMENS | 800022512330/002 | 3-3AB4-Z | 200 | kW | 380 | 350 | 50 | 2 | 2982 | 6319 | 6319 | 315 L |  | 3 |  |  | 55 | F | S1 |  | Available | [7 empty] | Internal | Horizontal
EMO003805 | DIETZ | 1298368 | DP90 | 0.8 | kW | 380 | 2.4 | 50 | 6 | 920 |  |  | 90 |  | 3 |  |  | 33 |  | S1 | Start | Not Available | [5 empty] | 90 |  | Internal | Horizontal
MGM000702 | SUMITOMO | S5F013964 | F132S/4 | 5.5 | kW | 380 | 11.1 | 50 | 4 | 1420 |  |  | 132S |  | 3 |  |  | 55 | F | S1 | Delta | Not Available | [5 empty] | 132 |  | Internal | Vertical
MGM000703 | RELIANCE | VM438025-AI-ZW | P | 300 | HP | 400 | 470 | 60 |  | 108/1186 |  |  | 18E600 |  | 3 |  |  |  | F | S1 |  | Available | [7 empty] | Internal | Horizontal
MGM000704 | SEW |  | R6/DM100LS4/BMS | 2.2 | kW | 380 | 4.9 | 50 | 4 | 1420 |  |  | 100L |  | 3 |  |  | 55 | F | S1 | Delta | Not Available | [5 empty] | 100 |  | Internal | Vertical
MGM000705 | TungLee |  | IK | 0.37 | kW | 380 | 0.9 | 50 | 4 | 1420 |  |  | 90 |  | 3 |  |  | 55 | F | S1 | START | Not Available | [5 empty] | 90 |  | Internal | Horizontal
MGM000706 | SEW | 35312964410136002M1 | R6/DM100LS4/BMS | 2.2 | kW | 380 | 4.9 | 50 | 4 | 1420 |  |  | 100L |  | 3 |  |  | 55 | F | S1 | Delta | Not Available | [5 empty] | 100 |  | Internal | Vertical
MGM000707 | SUMITOMO | HN1377200 | V71M/4 | 0.4 | kW | 380 | 1.23 | 50 | 4 | 1420 |  |  | 71M |  | 3 |  |  | 55 | F | S1 | Start | Not Available | [5 empty] | 71 |  | Internal | Vertical
MGM000710 | TungLee |  | IK | 0.37 | kW | 380 | 0.9 | 50 | 4 | 1440 | 6304 | 6303 | 71M |  | 3 |  |  | 55 | F | S1 | STAR | Not Available | [5 empty] | 71 |  | Internal | Vertical
MGM000711 | TungLee |  | IK | 0.37 | kW | 380 | 0.9 | 50 | 4 | 1440 | 6304 | 6303 | 71M |  | 3 |  |  | 55 | F | S1 | STAR | Not Available | [5 empty] | 71 |  | Internal | Vertical
MGM000712 | TungLee |  | IK | 0.37 | kW | 380 | 0.9 | 50 | 4 | 1440 | 6304 | 6303 | 71M |  | 3 |  |  | 55 | F | S1 | STAR | Not Available | [5 empty] | 71 |  | Internal | Vertical
MGM000714 | TungLee |  | IK | 0.37 | kW | 380 | 0.9 | 50 | 4 | 1440 | 6304 | 6303 | 71M |  | 3 |  |  | 55 | F | S1 | STAR | Not Available | [5 empty] | 71 |  | Internal | Vertical
MGM000715 | TungLee |  | IK | 0.37 | kW | 380 | 0.9 | 50 | 4 | 1440 | 6304 | 6303 | 71M |  | 3 |  |  | 55 | F | S1 | STAR | Not Available | [5 empty] | 71 |  | Internal | Vertical
MGM000716 | SUMITOMO |  | V71M/4 | 0.4 | kW | 380 | 1.23 | 50 | 4 | 1420 |  |  | 71M |  | 3 | 0.69 |  | 55 | F | S1 | STAR | Not Available | [5 empty] | 71 |  | Internal | Vertical
MGM000723 | TungLee |  | IK | 0.37 | kW | 380 | 0.9 | 50 | 4 | 1440 | 6304 | 6303 | 71M |  | 3 |  |  | 55 | F | S1 | STAR | Not Available | [5 empty] | 71 |  | Internal | Vertical
MGM000717 | TungLee |  | IK | 0.37 | kW | 380 | 0.9 | 50 | 4 | 1440 | 6304 | 6303 | 71M |  | 3 |  |  | 55 | F | S1 | STAR | Not Available | [5 empty] | 71 |  | Internal | Vertical
MGM000890 | SUMITOMO |  | V71M/4 | 0.4 | kW | 380 | 1.23 | 50 | 4 | 1420 |  |  | 71M |  | 3 | 0.69 |  | 55 | F | S1 | STAR | Not Available | [5 empty] | 71 |  | Internal | Vertical
MGM000719 | TUNGLEE |  | IK | 0.37 | kW | 380 | 0.9 | 50 | 4 | 1440 | 6304 | 6303 | 71 M |  | 3 |  |  | 55 | F | S1 | STAR | Not Available | [5 empty] | 71 |  | Internal | Vertical
MGM000720 | TUNGLEE |  | IK | 0.37 | kW | 380 | 0.9 | 50 | 4 | 1440 | 6304 | 6303 | 71 M |  | 3 |  |  | 55 | F | S1 | STAR | Not Available | [5 empty] | 71 |  | Internal | Vertical
MGM000889 | TUNGLEE |  | IK | 0.37 | kW | 380 | 0.9 | 50 | 4 | 1440 | 6304 | 6303 | 71 M |  | 3 |  |  | 55 | F | S1 | STAR | Not Available | [5 empty] | 71 |  | Internal | Vertical
EMO000761 | TUNGLEE |  | IK | 0.37 | kW | 380 | 0.9 | 50 | 4 | 1440 | 6304 | 6303 | 71 M |  | 3 |  |  | 55 | F | S1 | STAR | Not Available | [5 empty] | 71 |  | Internal | Vertical
EMO000762 | TUNGLEE | 00 636 | IK | 0.37 | kW | 380 | 0.9 | 50 | 4 | 1440 | 6304 | 6303 | 71 M |  | 3 |  |  | 55 | F | S1 | STAR | Not Available | [5 empty] | 71 |  | Internal | Vertical
MGM000700 | SEW |  | RF47 DRS71S4/AL | 0.37 | kW | 380 | 1.2 | 50 | 4 | 1380 |  |  | 71 S |  | 3 | 0.7 |  |  |  | S1 | STAR | Not Available | [5 empty] | 71 |  | Internal | Vertical
EMO000763 | SEW |  | RF47 DRS71S4/AL | 0.37 | kW | 380 | 1.2 | 50 | 4 | 1380 |  |  | 71 S |  | 3 | 0.7 |  |  |  | S1 | STAR | Not Available | [5 empty] | 71 |  | Internal | Vertical
EMO000765 | SEW | 407625059902000218 | RF47 DRS71S4/AL | 0.37 | kW | 380 | 1.2 | 50 | 4 | 1380 |  |  | 71 S |  | 3 | 0.7 |  |  |  | S1 | STAR | Not Available | [5 empty] | 71 |  | Internal | Vertical
EMO002853 | SEW |  | RF47 DRS71S4/AL | 0.37 | kW | 380 | 1.2 | 50 | 4 | 1380 |  |  | 71 S |  | 3 | 0.7 |  |  |  | S1 | STAR | Not Available | [5 empty] | 71 |  | Internal | Vertical
EMO001024 | RELIANCE | 23KL438025-YW |  | 220/220 | kW | 400 | 180 | 50 |  | 1160 | BL95BC 02J30X | DE8BC03J36X | L40343 |  | 3 |  |  | 55 | F |  |  | Available | [7 empty] | Internal | Horizontal
EMO000767 | RELIANCE | 15KL408025-YW |  | 110 | kW | 400 | 180 | 50 |  | 1170 | BEL70B C03J30X | DE65BC 03J30X | L3203Z |  | 3 |  |  | 55 | F |  |  | Available | [7 empty] | Internal | Horizontal
EMO000768 | TungLee |  |  | 0.4 | kW | 380 | 1.2 | 50 | 4 | 1400 |  |  |  |  | 3 | [6 empty] | Not Available | [7 empty] | Internal | Vertical
EMO000769 | RELIANCE | 13KL438025-YW |  | 110 | kW | 400 | 180 | 50 |  | 1170 | BE70B C03J30X | D65BC 03J30X | L3203Z |  | 3 |  |  | 55 | F |  |  | Available | [7 empty] | Internal | Horizontal
EMO000770 | RELIANCE | 12KL435-ZW |  | 110 | kW | 400 | 180 | 50 |  | 1170 | BE70B C03J30X | D65BC 03J30X | L3203Z |  | 3 |  |  | 55 | F |  |  | Available | [7 empty] | Internal | Horizontal
EMO003431 | Work Energy | ASEQ (MGM000712) |  | 0.4 | kW | 380 | 1.1 | 50 | 4 | 1420 |  |  | 71M |  | 3 |  |  |  | F | S1 | STAR | Not Available | [7 empty] | Internal | Horizontal
EMO000771 | RELIANCE | 04KL438027-Q3 |  | 75 | kW | 400 | 124 | 50 |  | 1160 | BL65B C03J30X | D55BC0 2J30X | L2882Z |  | 3 |  |  | 55 | F | S1 |  | Available | [7 empty] | Internal | Horizontal
EMO000772 | RELIANCE | 19KL438025-ZW |  | 51 | kW | 400 | 86 | 50 |  | 1175 | BL60BC 03J30X | D50BC0 2J30X | L2570Z |  | 3 |  |  | 55 | F |  |  | Available | [7 empty] | Internal | Horizontal
EMO003224 | RELIANCE |  |  | 150 | kW | 400 | 240 | 50 |  | 1175 | BL95BC 02J30X | D80BC0 2J30X | L3698Z |  | 3 |  |  | 55 | F |  |  | Available | [7 empty] | Internal | Horizontal
EMO001279 | RELIANCE | 16KL438025-ZM |  | 110 | kW | 400 | 180 | 50 |  | 1170 | BL70B C03J30X | D65BC 03J30X | L3203Z |  | 3 |  |  | 55 | F |  |  | Available | [7 empty] | Internal | Horizontal
EMO003802 | RELIANCE | 21KL438025-ZK |  | 75 | kW | 400 | 124 | 50 |  | 1160 | BEL65BC03J30K | DE55BC02J30X | L2882 |  | 3 |  |  | 55 | F |  |  | Available | [7 empty] | Internal | Horizontal
MGM000930 | ASGEN | 358906 | 225 M/4 | 45 | kW | 380 | 83 | 50 | 4 | 1480 | NU 313 |  | 225M |  | 3 |  |  | 24 | F | S1 | Delta | Available | [7 empty] | Internal | Horizontal
MGM000781 | RELIANCE | 17KL438025-YW |  | 75 | kW | 400 | 124 | 50 |  | 1160 | BL65B C03J30X | D55BC0 2J30X | L2882Z |  | 3 |  |  | 55 | F |  |  | Available | [7 empty] | Internal | Horizontal
EMO002460 | RELIANCE | 18KL438025-YW |  | 75 | kW | 400 | 124 | 50 |  | 1160 | BL60BC 03J30X | D55BC0 2J30X | L2882Z |  | 3 |  |  | 55 | F |  |  | Available | [7 empty] | Internal | Horizontal
EMO002461 | RELIANCE | 27KL438025ZW |  | 75 | kW | 400 | 1160 | 50 | 4 | 1440 |  |  |  |  | 3 | [6 empty] | Available | [7 empty] | Internal
MGM000190 | RELIANCE | 26KL438025YW | L2570Z | 51 | kW | 400 | 86 | 60 | 4 | 1750 |  |  | L2570Z |  | 3 | [6 empty] | Available | [8 empty] | Horizontal
MGM000191 | Sumitomo |  |  | 0.37 | kW | 380 | 1.2 | 50 | 4 | 1425 |  |  | 90S |  | 3 |  |  | 55 | F | S1 | Start | Not Available | [7 empty] | Internal | Horizontal
MGM000192 | TungLee | T16A0310V | TL32-0400 | 0.4 | kW | 380 | 1.1 | 50 | 4 | 1400 |  |  |  |  | 3 |  |  | 44 | E |  | Start | Not Available | [7 empty] | Internal | Vertical
MGB000525 | TungLee | T18B26101 | TL32-0400 | 0.4 | kW | 380 | 1.1 | 50 | 4 | 1400 |  |  |  |  | 3 |  |  | 44 | E |  | Start | Not Available | [7 empty] | Internal | Vertical
EMO002462 | DEMAG | 34170160 | KBH160B | 11.4/1.7 | kW | 380 | 26/17 | 50 | 2/12 | 2870/460 |  |  |  |  | 3 | 0.88/0.36 |  | 54 | F |  | Start | Not Available | [7 empty] | Internal | Vertical
EMO002463 | DEMAG | 34613132 | KBF160B | 11.4/1.7 | kW | 380 | 26/17 | 50 | 2 | 2870/460 |  |  | 160B |  | 3 | 0.88/0.36 |  | 54 | F |  | Start | Not Available | [7 empty] | Internal | Vertical
EMO002464 | DEMAG | 70301557 | KBF90A | 0.20/0.80 | kW | 380 | 1.50/2.50 | 50 | 8/2 | 590/2520 |  |  |  |  | 3 | 0.64/0.92 |  | 54 | F |  | Start | Not Available | [7 empty] | Internal | Vertical
EMO003962 | DEMAG | 43469329 | KBF90A | 0.20/0.80 | kW | 380 | 1.50/2.50 | 50 | 8/2 | 590/2520 |  |  |  |  | 3 | 0.64/0.92 |  | 54 | F |  | Start | Not Available | [7 empty] | Internal | Vertical
MGM000197 | DEMAG | 70593792 | KBF100A | 0.26/1.20 | kW | 380 | 1.60/3.20 | 50 | 8/2 | 610/2620 |  |  |  |  | 3 | 0.62/0.93 |  | 54 | F |  | Start | Not Available | [7 empty] | Internal | Vertical
MGM000195 | DEMAG | 70593791 | KBF100A | 0.26/1.20 | kW | 380 | 1.60/3.20 | 50 | 8/2 | 610/2620 |  |  |  |  | 3 | 0.62/0.93 |  | 54 | F |  | Start | Not Available | [7 empty] | Internal | Vertical
MGM000194 | DEMAG | 41100418 | KBH140BA | 11.4 | kW | 380 | 32 | 50 | 4 | 1440 |  |  |  |  | 3 | 0.75 |  | 54 | F |  |  | Not Available | [7 empty] | Internal | Vertical
EMO002465 | DEMAG | 41100403 | KBH160B | 17.8 | kW | 380 | 46 | 50 | 4 | 1440 |  |  |  |  | 3 | 0.78 |  | 54 | F |  | Start | Not Available | [7 empty] | Internal | Vertical
EMO002466 | DEMAG | 41100415 | KBH140BA | 11.4 | kW | 380 | 32 | 50 | 4 | 1420 |  |  |  |  | 3 | 0.75 |  | 54 | F |  |  | Not Available | [7 empty] | Internal | Vertical
EMO002467 | DEMAG |  | ZBF112A | 0.46/1.90 | kW | 380 | 2.50/4.30 | 50 | 8 | 705/2855 |  |  |  |  | 3 | 0.49/0.85 |  | 54 | F |  | Start | Not Available | [7 empty] | Internal | Vertical
MGM000199 | DEMAG | 43122743 | ZB112A | 0.46/1.90 | kW | 380 | 2.50/4.30 | 50 | 8/2 | 705/2855 |  |  |  |  | 3 | 0.49/0.85 |  | 54 | F |  | Start | Not Available | [7 empty] | Internal | Vertical
MGM000200 | DEMAG |  | ZBF100A8/2 | 0.46/1.90 | kW | 380 | 2.50/4.30 | 50 | 8/2 | 705/2855 |  |  |  |  | 3 |  |  | 54 | F |  | Start | Not Available | [7 empty] | Internal | Vertical
MGM000201 | DEMAG |  | ZBF112A8/2 | 0.29/1.20 | kW | 380 | 2.10/3.20 | 50 | 8/2 | 685/2760 |  |  |  |  | 3 |  |  | 54 | F |  | Start | Not Available | [7 empty] | Internal | Vertical
MGM000202 | KONE |  | MF13Z-106N | 15/2.5 | kW | 380 | 33/16 | 50 | 2/12 | 2810/430 |  |  |  |  | 3 | [6 empty] | Not Available | [7 empty] | Internal | Vertical
MGM000203 | KONE |  | MF13Z-106N | 15/2.5 | kW | 380 | 33/16 | 50 | 2/12 | 2810/430 |  |  |  |  | 3 | [6 empty] | Not Available | [7 empty] | Internal | Vertical
EMO002468 | KONE |  | MF13Z-106N | 15/2.5 | kW | 380 | 33/16 | 50 | 2/12 | 2810/430 |  |  |  |  | 3 | [6 empty] | Not Available | [7 empty] | Internal | Vertical
EMO002469 | KONE |  | MF07LB/04 | 0.45/0.11 | kW | 380 | 1.7/0.9 | 50 | 2/10 | 2720/580 |  |  |  |  | 3 | [5 empty] | Start | Not Available | [7 empty] | Internal | Vertical
EMO002470 | KONE |  | MF07LB/04 | 0.45/0.11 | kW | 380 | 1.7/0.9 | 50 | 2/10 | 2720/580 |  |  |  |  | 3 | [5 empty] | Start | Not Available | [7 empty] | Internal | Vertical
EMO002471 | KONE |  | MF07LB/04 | 0.45/0.11 | kW | 380 | 1.7/0.9 | 50 | 2/10 | 2720/580 |  |  |  |  | 3 | [5 empty] | Start | Not Available | [7 empty] | Internal | Vertical
EMO002472 | KONE | 457154 | MF10L-10439 | 2.2 / 0.55 | kW | 380 | 5.6/2.3 | 50 | 2/10 | 2610/600 |  |  |  |  | 3 | 0.89/0.75 |  | 55 |  |  | START | Not Available | [7 empty] | Internal | Vertical
EMO002473 | KONE | 886796 | MF10L-10439 | 2.2/0.55 | kW | 380 | 5.6/2.3 | 50 | 2/10 | 2260/600 |  |  |  |  | 3 | 0.89/0.75 |  | 55 |  |  | Start | Not Available | [7 empty] | Internal | Vertical
MGM000204 | MOTEURS LEROY | 29113 | E2NA | 9 | HP | 380 | 15.2 | 50 | 6 | 945 |  |  |  |  | 3 | 0.79 | [5 empty] | Not Available | [7 empty] | Internal | Vertical
MGM000205 | MOTEURS LEROY |  | E2NA | 9 | HP | 380 | 15.2 | 50 | 6 | 945 |  |  |  |  | 3 | 0.79 | [5 empty] | Not Available | [7 empty] | Internal | Vertical
EMO003797 | MOTEURS LEROY |  | B2/2-158/6 | 1.5 | kW | 380 | 3.27 | 50 | 4 | 1425 |  |  |  |  | 3 | 0.80 | [5 empty] | Not Available | [7 empty] | Internal | Vertical
EMO003286 | MOTEURS LEROY | 211898 | B2/2-158/6 | 1.5 | kW | 380 | 3.27 | 50 | 4 | 1425 |  |  |  |  | 3 | 0.80 | [5 empty] | Not Available | [7 empty] | Internal | Vertical
MGM000207 | MOTEURS LEROY |  | V112M | 3 | kW | 380 | 7.4 | 50 | 4 | 1425 |  |  |  |  | 3 | [6 empty] | Not Available | [7 empty] | Internal | Vertical
MGM000216 | MOTEURS LEROY | 20704 | V112M | 3 | kW | 380 | 7.4 | 50 | 4 | 1425 |  |  |  |  | 3 | [6 empty] | Not Available | [7 empty] | Internal | Vertical
MGM000479 | MOTEURS LEROY |  |  | 0.3 | HP | 380 | 1.7 | 50 | 4 | 1350 |  |  |  |  | 3 | [6 empty] | Not Available | [7 empty] | Internal | Vertical
MGM000478 | MOTEURS LEROY |  | V112M | 3.3 | HP | 380 | 7.1 | 50 | 4 | 1425 |  |  |  |  | 3 | [6 empty] | Not Available | [7 empty] | Internal | Vertical
EMO002525 | WORLD ENERGY | Salved | IK | 0.4 | kW | 380 | 1.1 | 50 | 4 | 1470 |  |  |  |  | 3 | [6 empty] | Not Available | [7 empty] | Internal | Vertical
EMO002656 | MARRELI |  | MAA | 0.75 | kW | 380 | 2.03 | 50 | 4 | [5 empty] | 3 | [6 empty] | Not Available | [7 empty] | Internal | Vertical
EMO002657 | SLO-SYN |  |  | 0.37 | kW | 380 | 1.2 | 50 | 4 | 1420 |  |  |  |  | 3 |  |  | 54 | F | S1 | Start | Not Available | [8 empty] | Vertical
EMO000831 | SLO-SYN |  |  | 0.37 | kW | 380 | 1.2 | 50 | 4 | 1420 |  |  |  |  | 3 |  |  | 54 | F | S1 | Start | Not Available | [8 empty] | Vertical
EMO002474 | SLO-SYN |  |  | 0.37 | kW | 380 | 1.2 | 50 | 4 | 1420 |  |  |  |  | 3 |  |  | 54 | F | S1 | Start | Not Available | [8 empty] | Vertical
EMO003351 | CTR |  | MFG | 0.4 | kW | 380 | 1 | 50 | 4 | 1410 |  |  |  |  | 3 |  |  | 44 | B | S1 | Start | Not Available | [8 empty] | Vertical
EMO001278 | BONFIGLIOLI | 263004 | BN71B4 | 0.37 | kW | 380 | 1.08 | 50 | 4 | 1370 |  |  |  |  | 3 |  |  | 55 | F | S1 | Start | Not Available | [7 empty] | Internal | Horizontal
MGM000013 | RELIANCE | 11KL438025-YW | L2162 | 7.5 | kW | 460 | 13.9 | 50 |  | 1780 |  |  |  |  | 3 |  |  |  | F | S1 |  | Not Available | [7 empty] | Internal | Horizontal
EMO005167 | RELIANCE | 01K8501359-SZ | L2570Z | 51 | kW | 460 | 86 | 50 |  | 1750 |  |  |  |  | 3 |  |  |  | H | S1 |  | Available | [7 empty] | Internal | Horizontal
EMO005172 | RELIANCE | 8648811-040002 | F14473Z | 600 | HP | 460 | 708/712 | 50 |  | 1790/2600 | 100BC02J30X | 6222MCVL0241 | FL4473Z |  | 3 |  |  |  | H | S1 |  | Available | [7 empty] | Internal | Horizontal
EMO005173 | RONCHI | 61294 | G8C | 7.5 | kW | 380 | 16 | 50 | 4 | 1425 | NF307ECP | N307 |  |  | 3 |  |  | 55 | F |  |  | Not Available | [7 empty] | Internal | Vertical
EMO005174 | RELIANCE | 15KL4338027-OX | L3698Z | 150 | kW | 400 | 240 | 50 |  | 1175 |  |  | L3698Z |  | 3 |  |  |  | H | S1 |  | Available | [5 empty] | 698 |  | Internal | Horizontal
MGM001058 | WUXI | 58483802J | Y2 | 2.2 | kW | 380 | 5.16 | 50 | 4 | 1410 |  |  | 100L |  | 3 |  |  | 55 | F | S1 | Start | Not Available | [5 empty] | 100 |  | Internal | Horizontal
MGM001059 | SEW | 2040 83727/7.01.2001 | FA67BGT80K-6 | 0.37 | kW | 380 | 1.21 | 50 | 6 | 895 |  |  | 80 |  | 3 |  |  | 56 | F | S1 | Start | Not Available | [5 empty] | 80 |  | Internal | Vertical
MGM001060 | MARATHON | WX11008530-6001J | SCA 250MA04 | 55 | kW | 380 | 103 | 50 | 4 | 1488 | 6314 | 6314 | 250 M |  | 3 |  |  | 55 | F | S1 | Delta | Available | [7 empty] | Internal | Horizontal
MGM000196 | DEMAG |  | KBA80B4 | 1.5 | kW | 380 | 4.8 | 50 | 4 | 1340 |  |  |  |  | 3 |  |  | 54 | F |  | Start | Not Available | [7 empty] | Internal | Vertical
EMO005610 | DEMAG |  | KBA100B4 | 2.3 | kW | 380 | 6.5 | 50 | 4 | 1425 |  |  |  |  | 3 |  |  | 54 | F |  | Start | Not Available | [7 empty] | Internal | Vertical
EMO005611 | DEMAG |  | KBA80B4 | 1.5 | kW | 380 | 4.8 | 50 | 4 | 1340 |  |  |  |  | 3 |  |  | 54 | F |  | Start | Not Available | [7 empty] | Internal | Vertical
EMO005612 | KONE |  | MF07LB/04 | 0.45/0.11 | kW | 380 | 1.7/0.9 | 50 | 2/10 | 2720/580 |  |  |  |  | 3 | [5 empty] | Start | Not Available | [7 empty] | Internal | Vertical
EMO005606 | KONE |  | MF07LB/04 | 0.45/0.11 | kW | 380 | 1.7/0.9 | 50 | 2/10 | 2720/580 |  |  |  |  | 3 | [5 empty] | Start | Not Available | [7 empty] | Internal | Vertical

## Sheet1 (hidden)
QR Code Label Installation Progress
Area | Column1 | Column2
PM1 | Total | 1
| Delayed | #REF!
| Double | #REF!