## FUNCLOC
id | tag_name | created_at
FP-01-CH8-ALM-A850 | CH8.ALM/CH8AS04
FP-01-CH8-ALM-A860 | CH8.ALM.CH8AS05/M
FP-01-CH8-ALM-P850 | CH8.ALM.CH8PC04/M
FP-01-CH8-ALM-P851 | CH8.ALM.CH8PC05/M
FP-01-CH8-ALM-P860 | CH8.ALM.CH8PV06/M
FP-01-CH8-ALM-P861 | CH8.ALM.CH8PV07/M
FP-01-CH8-CAT-A870 | CH8.CAT/CH8MAM02
FP-01-CH8-CAT-A880 | CH8.CAT.CH8MAS06/M
FP-01-CH8-CAT-A885 | CH8.CAT.CH8AS07/M
FP-01-CH8-CAT-P870 | CH8.CAT.CH8PC06/M
FP-01-CH8-CAT-P880 | CH8.CAT.CH8PV08/M
FP-01-CH8-CAT-P881 | CH8.CAT.CH8PV09/M
FP-01-CH8-CAT-P885 | CH8.CAT.CH8PV10/M
FP-01-CH8-CAT-P886 | CH8.CAT.CH8PV11/M
FP-01-CH8-CHA-HST1 | CH8.STA/CH8PL01
FP-01-CH8-CHA-HST2 | CH8.CHA/CH8PL02
FP-01-CH8-EFF-P530 | CH8.P–SK–1/M
FP-01-CH8-FWS-P520 | CH8.FWS.CH8PC07/M
FP-01-CH8-FWS-P521 | CH8.FWS.CH8PC08/M
FP-01-CH8-STA-A810 | CH8.STA.CH8AM01/M
FP-01-CH8-STA-A820 | CH8.STA.CH8AS01/M
FP-01-CH8-STA-A830 | CH8.STA.CH8AS02/M
FP-01-CH8-STA-A840 | CH8.STA.CH8AR01/M
FP-01-CH8-STA-CN01 | CH8.STA/CH8SC01
FP-01-CH8-STA-P810 | CH8.STA.CH8PC01/M
FP-01-CH8-STA-P820 | CH8.STA.CH8PV01/M
FP-01-CH8-STA-P825 | CH8.STA.CH8PX01/M
FP-01-CH8-STA-P830 | CH8.STA.CH8PV03/M
FP-01-CH8-STA-P831 | CH8.STA.CH8PV04/M
FP-01-CH8-STA-P832 | CH8.STA.CH8PV05/M
FP-01-CH8-STA-P840 | CH8.STA.CH8PV06/M
FP-01-CH8-WWS-P540 | CH8.WWS.CH8PC02/M
FP-01-CH8-WWS-P541 | CH8.WWS.CH8PC03/M
FP-01-PM8-APS-A200 | PM8.APS/A-7
FP-01-PM8-APS-A210 | PM8.APS/A–8(M)
FP-01-PM8-APS-A220 | PM8.APS/A-9(M)
FP-01-PM8-APS-P200 | PM8.APS/P-25(M)
FP-01-PM8-APS-P210 | PM8.APS/P-22(M)
FP-01-PM8-APS-P211 | PM8.APS/P-23(M)
FP-01-PM8-APS-P220 | PM8.APS/P-24(M)
FP-01-PM8-APS-P230 | PM8.APS/P-27
FP-01-PM8-APS-P231 | PM8.APS/P-28(M)
FP-01-PM8-APS-P240 | PM8.APS/P-29(M)
FP-01-PM8-APS-P250 | PM8.APS/P-WW-2(M)
FP-01-PM8-VAS-P6A1 | PM8.VAS/P-SW-11/M
FP-01-PM8-APS-P251 | PM8.APS/P-WW-3(M)
FP-01-PM8-APS-SR50 | PM8.APS.SR50/M
FP-01-PM8-APS-SR60 | PM8.APS.SR60/M
FP-01-PM8-APS-TRMJ | PM8.APS.TRMJ/M
FP-01-PM8-BRS-AP20 | PM8.BRS/M-B-1A(M)
FP-01-PM8-BRS-AP21 | PM8.BRS/M-B-1B(M)
FP-01-PM8-BRS-AP30 | PM8.BRS/M-B-2A(M)
FP-01-PM8-BRS-AP31 | PM8.BRS/M-B-2B(M)
FP-01-PM8-BRS-AP40 | PM8.BRS/M-B-3A(M)
FP-01-PM8-BRS-AP41 | PM8.BRS/M-B-3B(M)
FP-01-PM8-BRS-AP50 | PM8.BRS/M-B-4A(M)
FP-01-PM8-BRS-AP51 | PM8.BRS/M-B-4B(M)
FP-01-PM8-BRS-AP60 | PM8.BRS/M-B-5
FP-01-PM8-BRS-PP20 | PM8.BRS/P-B-1
FP-01-PM8-BRS-PP21 | PM8.BRS/P-B-2(M)
FP-01-PM8-BRS-PP30 | PM8.BRS/P-B-4(M)
FP-01-PM8-BRS-PP40 | PM8.BRS/P-B-5(M)
FP-01-PM8-BRS-PP50 | PM8.BRS/P-B-6(M)
FP-01-PM8-BRS-PP60 | PM8.BRS/P-B-7(M)
FP-01-PM8-BRS-TH20-DV01 | PM8.BRS/J1LH01GM01V01-M11
FP-01-PM8-BRS-TH20-SCC1 | TH20.SCC1/J1LH01GM01V01-M21
FP-01-PM8-BRS-TH20-SW01 | TH20.SW01/J1LH01GM01V01-M31
FP-01-PM8-CAL-MD24 | PM8/CAL-ER04-MD24
FP-01-PM8-CAL-MD25 | PM8/CAL-TOP-MD25
FP-01-PM8-CAL-MD26 | PM8/CAL-BTM-MD26
FP-01-PM8-CAL-MD27 | PM8/CAL-PR05-MD27
FP-01-PM8-CAS-COM1 | PM8.CAS.COM-1/M
FP-01-PM8-CAS-COM2 | PM8.CAS.COM-2/M
FP-01-PM8-CAS-COM3 | PM8.CAS.COM-3/M
FP-01-PM8-CUT-RWD1-BL04 | PM8.RWD1.BL04/M
FP-01-PM8-CUT-RWD1-BL02 | PM8.RWD1.BL02/M
FP-01-PM8-CUT-RWD1-BL03 | PM8.RWD/SZ01SV00G01/FAN/M
FP-01-PM8-CUT-RWD1-BL05 | PM8.RWD1.BL05/M
FP-01-PM8-CUT-RWD1-MD30 | PM8/RWD-UNWD-MD30
FP-01-PM8-CUT-RWD1-MD30 | PM8.CUT/FANBLOWER-MD30/M
FP-01-PM8-CUT-RWD1-MD31 | PM8/RWD-MD31
FP-01-PM8-CUT-RWD1-MD32 | PM8/RWD-MD32
FP-01-PM8-DRY-GRP1-MD07 | PM8/GRP1-MD07
FP-01-PM8-DRY-GRP1-MD08 | PM8/GRP1-MD08
FP-01-PM8-DRY-GRP2-MD09 | PM8/GRP2-MD09
FP-01-PM8-DRY-GRP3-MD10 | PM8/GRP3-MD10
FP-01-PM8-DRY-GRP4-MD11 | PM8/GRP4-MD11
FP-01-PM8-DRY-GRP5-MD12 | PM8/GRP5-MD12
FP-01-PM8-DRY-GRP6-MD13 | PM8/GRP6-MD13
FP-01-PM8-DRY-GRP6-MD14 | PM8/GRP6-MD14
FP-01-PM8-DRY-GRP7-MD20 | PM8/GRP7-MD20
FP-01-PM8-DRY-GRP7-MD21 | PM8/GRP7-MD21
FP-01-PM8-DRY-GRP8-MD22 | PM8/GRP8-MD22
FP-01-PM8-DRY-GRP8-MD23 | PM8/GRP8-MD23-PR
FP-01-PM8-DRY-SZPR-MD15 | PM8/SZPR-MD15-PR
FP-01-PM8-DRY-SZPR-MD16 | PM8/SZPR-MD16-PR
FP-01-PM8-DRY-SZPR-MD17 | PM8/SZPR-MD17
FP-01-PM8-DRY-SZPR-MD18 | PM8/SZPR-MD18
FP-01-PM8-DRY-SZPR-MD19 | PM8/SZPR-MD19-M
FP-01-PM8-EFF-P450 | PM8.EFF/P-SM-1(M)
FP-01-PM8-EFF-P455 | PM8.EFF/P-SM-2(M)
FP-01-PM8-FWS-CU10 | PM8.FWS/CT-10/M
FP-01-PM8-FWS-CU11 | PM8.FWS/CT-20/M
FP-01-PM8-FWS-CU12 | PM8.FWS/CT-30/M
FP-01-PM8-FWS-P380 | PM8.FWS/P-26(M)
FP-01-PM8-FWS-P390 | PM8.FWS/P-FW-10(M)
FP-01-PM8-FWS-P391 | PM8.FWS/P-FW-11(M)
FP-01-PM8-FWS-P392 | PM8.FWS/P-FW-12(M)
FP-01-PM8-FWS-P393 | PM8.FWS/P-FW-13(M)
FP-01-PM8-FWS-P394 | PM8.FWS/P-FW-14(M)
FP-01-PM8-FWS-P395 | PM8.FWS/P-FW-33(M)
FP-01-PM8-FWS-P400 | PM8.FWS/P-FW-20(M)
FP-01-PM8-FWS-P401 | PM8.FWS/P-FW-21(M)
FP-01-PM8-FWS-P402 | PM8.FWS/P-FW-22(M)
FP-01-PM8-FWS-P403 | PM8.FWS/P-FW-23(M)
FP-01-PM8-FWS-P404 | PM8.FWS(STA)/PP01/M
FP-01-PM8-FWS-P420 | PM8.FWS.P420/M
FP-01-PM8-FWS-P421 | PM8.FWS.P421/M
FP-01-PM8-FWS-P430 | PM8.FWS/P-CW-10(M)
FP-01-PM8-FWS-P431 | PM8.FWS/P-CW-11(M)
FP-01-PM8-FWS-P432 | PM8.FWS/P-CW-12(M)
FP-01-PM8-FWS-P440 | PM8.FWS/P-CW-20(M)
FP-01-PM8-FWS-P480 | PM8.FWS/P-FW-40(M)
FP-01-PM8-FWS-P481 | PM8.FWS/P-FW-41(M)
FP-01-PM8-FWS-P482 | PM8.FWS/P-FW-41(M)
FP-01-PM8-FWS-P490 | PM8.FWS/P-34(M)
FP-01-PM8-FWS-P500 | PM8.FWS/P-CW-30(M)
FP-01-PM8-FWS-P501 | PM8.FWS/P-CW-31(M)
FP-01-PM8-HOO-BL10 | PM8.HOO/F-VS-10/M
FP-01-PM8-HOO-BL11 | PM8.HOO/FORMING/M
FP-01-PM8-HOO-BL20-EX20 | PM8.HOO.EX20/SH19CV00K01/M
FP-01-PM8-HOO-BL20-EX21 | PM8.HOO.EX21/SF07BV00G01/M
FP-01-PM8-HOO-BL30-EX30 | PM8.HOO.EX30/SZ01CV00G01/M
FP-01-PM8-HOO-BL31 | PM8.HOO/SHOE/M-1
FP-01-PM8-HOO-BL31 | PM8.HOO/SHOE/M-2
FP-01-PM8-HOO-BL40-CF40 | PM8.HOO.CF40/SH04CV00K03
FP-01-PM8-HOO-BL40-EX40 | PM8.HOO.EX40/SH04BV00G01/M
FP-01-PM8-HOO-BL40-EX41 | PM8.HOO.EX41/SH19BV02G01/M
FP-01-PM8-HOO-BL40-SF41 | PM8.HOO.SF41/SH04CV00G01/M
FP-01-PM8-HOO-BL50-CF50 | PM8.HOO.CF50/SH07CV00G02
FP-01-PM8-HOO-BL50-EX50 | PM8.HOO.EX50/SH07BV00G01/M
FP-01-PM8-HOO-BL50-EX51 | PM8.HOO.EX51/SH22BV00G01/M
FP-01-PM8-HOO-BL50-SF50 | PM8.HOO.SF50/SH07CV00G01/M
FP-01-PM8-HOO-BL60-EX60 | PM8.HOO.EX60/SZ01EV00G01/M
FP-01-PM8-HOO-BL70-CF70 | PM8.HOO.CF70/SJ22CV00G02
FP-01-PM8-HOO-BL70-EX70 | PM8.HOO.EX70/SJ22BV00G01/M
FP-01-PM8-HOO-BL70-EX71 | PM8.HOO.EX71/SJ19BV00G01/M
FP-01-PM8-HOO-BL70-SF70 | PM8.HOO.SF70/SJ22CV00G01/M
FP-01-PM8-HOO-BL80-EX80 | PM8.HOO.EX80/SZ01PV00G01/M
FP-01-PM8-HOO-BL90-EX90 | PM8.HOO.EX90/M
FP-01-PM8-HOO-LD01 | PM8.HOO/LD-01/M
FP-01-PM8-HOO-LD02 | PM8.HOO/LD-02/M
FP-01-PM8-HOO-LD03 | PM8.HOO/LD-03/M
FP-01-PM8-HOO-LD04 | PM8.HOO/LD-04/M
FP-01-PM8-HOO-LD05 | PM8.HOO/LD-05/M
FP-01-PM8-HOO-LD06 | PM8.HOO/LD-06/M
FP-01-PM8-HOO-LD07 | PM8.HOO/LD-07/M
FP-01-PM8-WRE-BTWR-DO01 | PM8.W–BR–3/DO/GM/M
FP-01-PM8-HYD-T920-P921 | PM8.HYD.P921/M
FP-01-PM8-HYD-T920-P922 | PM8.HYD.P922/M
FP-01-PM8-HYD-T920-P923 | PM8.HYD.P923/M
FP-01-PM8-HYD-T920-P924 | PM8.HYD.P924/M
FP-01-PM8-HYD-T930-P930 | PM8.HYD.P930/M1FP01EH06K25(M)
FP-01-PM8-HYD-T930-P931 | PM8.HYD.P931/M1FP01EH07K25(M)
FP-01-PM8-HYD-T930-P932 | PM8.HYD.P932/M
FP-01-PM8-HYD-T930-P933 | PM8.HYD.P933/M
FP-01-PM8-HYD-T930-P934 | PM8.HYD.P934/M
FP-01-PM8-HYD-T930-P935 | PM8.HYD.P935/M
FP-01-PM8-HYD-T940-P940 | PM8.HYD.P940/M
FP-01-PM8-HYD-T940-P941 | PM8.HYD.P941/M
FP-01-PM8-HYD-T945-P945 | PM8.HYD/MCL-MJH/M
FP-01-PM8-HYD-T945-P946 | PM8.MCL.OIL/M
FP-01-PM8-HYD-T950 | PM8.AF01/AIRFANCOOLER/M
FP-01-PM8-HYD-T950-P950 | PM8.HYD.P950/M
FP-01-PM8-HYD-T950-P951 | PM8.HYD.P951/M
FP-01-PM8-HYD-T950-P952 | PM8.HYD.P952/M
FP-01-PM8-HYD-T960-P960 | PM8.HYD.P960/M
FP-01-PM8-HYD-T960-P961 | PM8.HYD.P961/M
FP-01-PM8-HYD-T960-P962 | PM8.HYD.P962/M
FP-01-PM8-HYD-T960-P963 | PM8.HYD.P963/M
FP-01-PM8-HYD-T970-P970 | PM8.HYD.P970/M
FP-01-PM8-HYD-T970-P971 | PM8.HYD.P971/M
FP-01-PM8-HYD-T970-P972 | PM8.HYD.P972/M
FP-01-PM8-HYD-T970-P973 | PM8.HYD.P973/M
FP-01-PM8-HYD-T970-P974 | PM8.HYD.P974/M
FP-01-PM8-HYD-T970-P975 | PM8.HYD.P975/M
FP-01-PM8-HYD-T980 | PM8.AF02/AIRFANCOOLER/M
FP-01-PM8-HYD-T980-P980 | PM8.HYD.P980/M
FP-01-PM8-HYD-T980-P981 | PM8.HYD.P981/M
FP-01-PM8-HYD-T980-P982 | PM8.HYD.P982/M
FP-01-PM8-HYD-T980-P983 | PM8.HYD.P983/M
FP-01-PM8-HYD-T990-P990 | PM8.HYD.P990/M
FP-01-PM8-HYD-T990-P991 | PM8.HYD.P991/M
FP-01-PM8-HYD-T990-P992 | PM8.HYD.P992/M
FP-01-PM8-HYD-T995-P995 | PM8.HYD.P995/M
FP-01-PM8-HYD-T995-P996 | PM8.HYD.P996/M
FP-01-PM8-HYD-T995-P997 | PM8.HYD.P997/M
FP-01-PM8-LUB-T9A1-P9A1 | PM8.LUB.P9A1/M
FP-01-PM8-LUB-T9A1-P9A2 | PM8.LUB.P9A2/M
FP-01-PM8-LUB-T9B1-P9B1 | PM8.LUB.P9B1/M
FP-01-PM8-LUB-T9B1-P9B2 | PM8.LUB.P9B2/M
FP-01-PM8-MCL-BL05 | PM8/VB.BEAM#1.2.3-BL
FP-01-PM8-MCL-BL06 | PM8/VB.BEAM#4-BL
FP-01-PM8-PMA-CRN1-CTR1 | PM8.CRN1.CTR1/M1A
FP-01-PM8-PMA-CRN1-HST1 | PM8.CRN1.HST1/M
FP-01-PM8-PMA-CRN1-LTR1 | PM8.CRN1.LTR1/M
FP-01-PM8-PMA-CRN2-CTR1 | PM8.CRN2.CTR1/M1A
FP-01-PM8-PMA-CRN2-HST1 | PM8.CRN2.HST1/M
FP-01-PM8-PMA-CRN2-HST2 | PM8.CRN2.HST2/M_FAST
FP-01-PM8-PMA-CRN2-HST2 | PM8.CRN2.HST2/M_SLOW
FP-01-PM8-PMA-CRN2-HST3 | PM8.CRN2.HST3/M
FP-01-PM8-PMA-CRN2-LTR1 | PM8.CRN2.LTR1/M
FP-01-PM8-PMA-CRN3-CTR1 | PM8.CRN3.CTR1/M1A
FP-01-PM8-PMA-CRN3-HST1 | PM8.CRN3.HST1/M
FP-01-PM8-PMA-CRN3-LTR1 | PM8.CRN3.LTR1/M
FP-01-PM8-PRS-PRS1-BL01 | PM8.PRS1.BL01/SH19CV00G01
FP-01-PM8-PRS-PRS1-MD04 | PM8/PRS1-MD04-KUSTER
FP-01-PM8-PRS-PRS1-TRC2 | PM8.PRS1/TRC2/M
FP-01-PM8-PRS-PRS2-MD05 | PM8/PRS-PRS2-MD05
FP-01-PM8-PRS-PRS2-MD06 | PM8/PRS-PRS2-MD06
FP-01-PM8-REL-MD28 | PM8/REL-RD01-MD28
FP-01-PM8-REL-MD29 | PM8/REL-ER05-MD29
FP-01-PM8-REL-MD33 | PM8/REL-RSD1-MD33
FP-01-PM8-RHD-STRP | PM8-STRP-M01 UP/DOWN/M
FP-01-PM8-RHD-STRP | PM8-STRP-M02
FP-01-PM8-RHD-STRP | PM8-STRP-M03
FP-01-PM8-STA-P890 | PM8.STA/PM8PV01(M)
FP-01-PM8-STA-P891 | PM8.STA/PM8PV03(M)
FP-01-PM8-STA-P895 | PM8.STA/PM8PV02(M)
FP-01-PM8-STA-SR80 | PM8.STA/PM8VS01(M)
FP-01-PM8-STA-SR81 | PM8.STA/PM8VS02(M)
FP-01-PM8-STA-SR82 | PM8.STA/PM8VS03(M)
FP-01-PM8-STA-SR83 | PM8.STA/PM8VS04(M)
FP-01-PM8-STC-P710 | PM8.STC/CP-001(M)
FP-01-PM8-STC-P711 | PM8.STC/CP-002(M)
FP-01-PM8-STC-P720 | PM8.STC/CP1-003(M)
FP-01-PM8-STC-P721 | PM8.STC/CP2-003(M)
FP-01-PM8-STC-P730 | PM8.STC/CP1-004(M)
FP-01-PM8-STC-P731 | PM8.STC/CP2-004(M)
FP-01-PM8-STC-P740 | PM8.STC/CP1-007(M)
FP-01-PM8-STC-P741 | PM8.STC/CP2-007(M)
FP-01-PM8-STC-P750 | PM8.STC/CP1-CT(M)
FP-01-PM8-STC-P751 | PM8.STC/CP2-CT(M)
FP-01-PM8-STC-VP01 | PM8.STC/S-SV-10/M
FP-01-PM8-VAS-P610 | PM8.VAS/P-SP-10(M)
FP-01-PM8-VAS-P620 | PM8.VAS/P-SP-11(M)
FP-01-PM8-VAS-P630 | PM8.VAS/P-SP-12(M)
FP-01-PM8-VAS-P640 | PM8.VAS/P-SP-13(M)
FP-01-PM8-VAS-P650 | PM8.VAS/P-SP-14(M)
FP-01-PM8-VAS-P660 | PM8.VAS/P-SP-15(M)
FP-01-PM8-VAS-P670 | PM8.VAS/P-SP-16(M)
FP-01-PM8-VAS-P680 | PM8.VAS/P-SW-10(M)
FP-01-PM8-VAS-P690 | PM8.VAS/P-VP-10(M)
FP-01-PM8-VAS-P691 | PM8.VAS/P-VP-11/M
FP-01-PM8-VAS-VP10 | PM8.VAS/P-VP-01/M
FP-01-PM8-VAS-VP20 | PM8.VAS/P-VP-02/M
FP-01-PM8-VAS-VP30 | PM8.VAS/P-VP-03/M
FP-01-PM8-VAS-VP40 | PM8.VAS/P-VP-04/M
FP-01-PM8-VAS-VP50 | PM8.VAS/P-VP-05/M
FP-01-PM8-VAS-VP60 | PM8.VAS/P-VP-06/M
FP-01-PM8-VAS-VP70 | PM8.VAS/P-VP-07/M
FP-01-PM8-VAS-VP80 | PM8.VAS/P-VP-08/M
FP-01-PM8-VAS-VP90 | PM8.VAS/P-VP-09/M
FP-01-PM8-WRE-BTWR-MD02 | PM8/WRE-BTWR-MD02
FP-01-PM8-WRE-BTWR-MD03 | PM8/WRE-BTWR-MD03/M
FP-01-PM8-WRE-TPWR-MD01 | PM8/WRE-TPWR-MD01
FP-01-PM8-WWS-CU20 | PM8.CU20/C-SV-10/M
FP-01-PM8-WWS-CU21 | PM8.CU21/C-SV-20/M
FP-01-PM8-WWS-P360 | PM8.WWS/P-19(M)
FP-01-PM8-WWS-P370 | PM8.WWS/P-20(M)
FP-01-PM8-WWS-P371 | PM8.WWS/P-21(M)
FP-01-PM8-WWS-P372 | PM8.WWS/P-FW-32(M)
FP-01-PM8-WWS-P373 | PM8.WWS/LH01TP00G01(M)
FP-01-PM8-WWS-P410 | PM8.WWS/P-FW-30(M)
FP-01-PM8-WWS-P411 | PM8.WWS/P-FW-31(M)
FP-01-PM8-WWS-P412 | PM8.WWS/P-33(M)
FP-01-PM8-WWS-P414 | PM8.WWS/P-FW-34(M)
FP-01-PM8-WWS-P460 | PM8.FWS/P-SV-20(M)
FP-01-PM8-WWS-P461 | PM8.FWS/P-SV-21(M)
FP-01-SP8-BRS-A110 | SP8.BRS/A-C-2(M)
FP-01-SP8-BRS-A120 | SP8.BRS/A-C-3(M)
FP-01-SP8-BRS-A130 | SP8.BRS/A-C-4(M)
FP-01-SP8-BRS-P100 | SP8.BRS/P-B-8(M)
FP-01-SP8-BRS-P101 | SP8.BRS/P-B-8-2(M)
FP-01-SP8-BRS-P102 | SP8.BRS/P-B-9(M)
FP-01-SP8-BRS-P103 | SP8.BRS/P-B-10(M)
FP-01-SP8-BRS-P104 | SP8.BRS/P-WW-1(M)
FP-01-SP8-BRS-P110 | SP8.BRS/P-B-13(M)
FP-01-SP8-BRS-P111 | SP8.BRS/P-B-14(M)
FP-01-SP8-BRS-P120 | SP8.BRS/P-B-12(M)
FP-01-SP8-BRS-P130 | SP8.BRS/P-B-11(M)
FP-01-SP8-BRS-SR30 | SP8.BRS/M-B-8(M)
FP-01-SP8-BRS-TH30-BL01 | SP8.BRS/J1PE20BM01V01-M03
FP-01-SP8-BRS-TH30-BL02 | SP8.BRS/J1PE20BM01V01-M04
FP-01-SP8-BRS-TH30-DV01 | SP8.BRS/J1PE20BM01V01-M01
FP-01-SP8-EFF-P300 | SP8.EFF/P-SS-1(M)
FP-01-SP8-EFF-P301 | SP8_EFF_PDP1_M
FP-01-SP8-EFF-P305 | SP8.EFF/P-SS-2(M)
FP-01-SP8-FWS-P310 | SP8.FWS/P-FS-1(M)
FP-01-SP8-FWS-P311 | SP8.FWS/P-FS-2(M)
FP-01-SP8-FWS-P312 | SP8.FWS/P-FS-2-A(M)
FP-01-SP8-OCC-A010 | SP8.OCC/A-1(M)
FP-01-SP8-OCC-A020 | SP8.OCC/A-2(M)
FP-01-SP8-OCC-A030 | SP8.OCC/A-4-1(M)
FP-01-SP8-OCC-A040 | SP8.OCC/A-4(M)
FP-01-SP8-OCC-AP10 | SP8.OCC/M-2(M)
FP-01-SP8-OCC-CN10 | SP8.OCC/M-1A(M)
FP-01-SP8-OCC-CN11 | SP8.OCC/M-1(M)
FP-01-SP8-OCC-DP01-AP11 | SP8_DP_AP11_M
FP-01-SP8-OCC-DP01-AP12 | SP8_DP_AP12_M
FP-01-SP8-OCC-DP01-CN12 | SP8_DP_CN12_M
FP-01-SP8-OCC-DP01-CN13 | SP8_DP_CN13_M
FP-01-SP8-OCC-DP01-MD01 | SP8_DP_MD01_M
FP-01-SP8-OCC-DP01-MD02 | SP8_DP_MD02_M
FP-01-SP8-OCC-DP01-OU11 | SP8_DP_OU11_M
FP-01-SP8-OCC-DP01-OU12 | SP8_DP_OU12_M
FP-01-SP8-OCC-DP01-PP15 | SP8_DP_PP15_M
FP-01-SP8-OCC-DP01-PP16 | SP8_DP_PP16_M
FP-01-SP8-OCC-DRS1 | SP8.OCC/M-5A(M)
FP-01-PM8-WRE-BTWR-DO08 | PM8.WR–2–2/M
FP-01-SP8-OCC-DRS2 | SP8.OCC/M-5B(M)
FP-01-PM8-WRE-TPWR-DO03 | PM8.W-DR-2–2/M
FP-01-SP8-OCC-FR10 | SP8.OCC/M-10A/M
FP-01-SP8-OCC-FR11 | SP8.OCC/M-10B(M)
FP-01-SP8-OCC-FR12 | SP8.OCC/M-11A(M)
FP-01-SP8-OCC-FR13 | SP8.OCC/M-11B(M)
FP-01-SP8-OCC-OU10 | SP8.OCC/M-2/OU
FP-01-SP8-OCC-P010 | SP8.OCC/P-3(M)
FP-01-SP8-OCC-P020 | SP8.OCC/P-5(M)
FP-01-SP8-OCC-P030 | SP8.OCC/P-17(M)
FP-01-SP8-OCC-P040 | SP8.OCC/P-18(M)
FP-01-SP8-OCC-P080 | SP8.OCC/M-29(M)
FP-01-SP8-OCC-P090 | SP8.OCC/M-30(M)
FP-01-SP8-OCC-PAL1 | SP8.OCC/M-6A(M)
FP-01-SP8-OCC-PAL1-SW01 | SP8.OCC/M-6A
FP-01-SP8-OCC-PAL2 | SP8.OCC/M-6B(M)
FP-01-SP8-OCC-PAL2-SW01 | SP8.OCC/M-6B
FP-01-SP8-OCC-PP10 | SP8.OCC/P-1A(M)
FP-01-SP8-OCC-PP11 | SP8.OCC/P-1B(M)
FP-01-SP8-OCC-PP12 | SP8.OCC/M-31A(M)
FP-01-SP8-OCC-PP13 | SP8.OCC/M-31B(M)
FP-01-SP8-OCC-PP14 | SP8.OCC/P-4(M)
FP-01-SP8-OCC-RAGG | SP8.OCC/M-3(M)
FP-01-SP8-OCC-ROPE | SP8.OCC/M-4(M)
FP-01-SP8-OCC-SR10 | SP8.OCC/M-12(M)
FP-01-SP8-OCC-SR11 | SP8.OCC/M-13(M)
FP-01-SP8-OCC-SR12 | SP8.OCC/M-14A(M)
FP-01-SP8-OCC-SR13 | SP8.OCC/M-14B(M)
FP-01-SP8-OCC-SR20 | SP8.OCC/M-22A(M)
FP-01-SP8-OCC-SR21 | SP8.OCC/M-22B(M)
FP-01-SP8-OCC-SR22 | SP8.OCC/M-23A(M)
FP-01-SP8-OCC-SR23 | SP8.OCC/M-23B(M)
FP-01-SP8-OCC-SR24 | SP8.OCC/M-24A(M)
FP-01-SP8-OCC-SR25 | SP8.OCC/M-25A(M)
FP-01-SP8-OCC-TH10-DV01 | TH10.DV01/E1NB01BM01V01-M01
FP-01-SP8-OCC-TH10-SCC1 | TH10.SCC1/E1NB01BM01V01-M02
FP-01-SP8-OCC-TH10-SW01 | TH10.SW01/E1NB01BM01V01-M03(M)
FP-01-SP8-OCC-TH11-DV01 | TH11.DV01/E1NB02BM01V01-M01
FP-01-SP8-OCC-TH11-SCC1 | TH11.SCC1/E1NB02BM01V01-M02
FP-01-SP8-OCC-TH11-SW01 | TH11.SW01/E1NB02BM01V01-M03
FP-01-SP8-RJS-CL40 | SP8.RJS/M-R-1(M)
FP-01-SP8-RJS-P140 | SP8.RJS/P-R-1/PJ10 DCS(M)
FP-01-SP8-RJS-P150 | SP8.RJS/P-R-2(P-30)/PJ20DCS(M)
FP-01-SP8-RJS-SR40 | SP8.RJS/M-R-2(M)
FP-01-SP8-RJS-TH40 | SP8.RJS/M-R-3(M)
FP-01-SP8-WWS-P320 | SP8.WWS/P-W-2(M)
FP-01-SP8-WWS-P321 | SP8.WWS/P-W-3(M)
FP-01-SP8-WWS-P322 | SP8.WWS/P7A(M)
FP-01-SP8-WWS-P323 | SP8.WWS/P7B(M)
FP-01-SP8-WWS-P324 | SP8.WWS/P-W-6/P330 DCS
FP-01-SP8-WWS-P331 | SP8.WWS/P6(M)
FP-01-SP8-WWS-P332 | SP8.WWS/P8(M)
FP-01-SP8-WWS-P333 | SP8.WWS/P9(M)
FP-01-SP8-WWS-P334 | SP8.WWS/P10(M)
FP-01-SP8-WWS-P335 | SP8.WWS/P11(M)
FP-01-SP8-WWS-P336 | SP8.WWS/P12(M)
FP-01-SP8-WWS-P337 | SP8.WWS/P13(M)
FP-01-SP8-WWS-P338 | SP8.WWS/P14(M)
FP-01-SP8-WWS-P340 | SP8.WWS/P-W-4(M)
FP-01-SP8-WWS-P341 | SP8_WWS_P341_M
FP-01-SP8-WWS-P350 | SP8.WWS/P-W-1(M)
FP-01-SP8-WWS-P351 | SP8.WWS/P-W-5-1(M)
FP-01-SP8-WWS-P352 | SP8.WWS/P-W-5-2(M)
FP-01-PM8-FWS-P512 | PM8.FWS/P512/M
FP-01-PM8-FWS-P510 | PM8.FWS/P510/E
FP-01-PM8-FWS-P511 | PM8.FWS/P511/E
FP-01-PM8-CUT-RWD1-MD34 | PM8.PRS/WI-RR-1-DS/M
FP-01-PM8-CUT-RWD1-MD35 | PM8.PRS/WI-RR-2-TS/M
FP-01-PM8-CUT-RWD1-MD36 | PM8.CUT/WI–ER–1/M
FP-01-PM8-DRY-SZPR-SHCR | PM8.SZPR-SHCR/E
FP-01-PM8-HYD-T970-P976 | PM8.HYD/GEAR.LUB2.CALENDER/M
FP-01-PM8-HYD-T920-P920 | PM8.HYD.P920/M
FP-01-SP8-OCC-DP01-PP15 | SP8_DP_PP15/FAN/M
FP-01-SP8-OCC-DP01-PP16 | SP8_DP_PP16/FAN/M
FP-01-PM8-DRY-TAIL-THR1 | PM8.DRY/THR1/GM
FP-01-SP8-OCC-DP01-CN14 | PM8.RHD.M2007/CN14/GM
FP-01-SP8-OCC-DP01-CN15 | SP8_DP_CN15/GM
FP-01-SP8-OCC-DP01-LRC1 | SP8.LRC1/COMPACTOR1/M
FP-01-SP8-OCC-DP01-LRC2 | SP8.LRC2/COMPACTOR2/M
FP-01-PM8-VAS-VP50-OU05 | PM8.VAS/P-VP-05/OU-GB/M
FP-01-PM8-VAS-VP40-OU04 | PM8.VAS/P-VP-04/OU-GB/M
FP-01-PM8-VAS-VP30-OU03 | PM8.VAS/P-VP-03/OU-GB/M
FP-01-PM8-VAS-VP10-OU01 | PM8.VAS/P-VP-01/OU-GB/M
FP-01-PM8-VAS-VP90-OU09 | PM8.VAS/P-VP-09/OU-GB/M
FP-01-PM8-WRE-BTWR-DO09 | PM8.WR–3–4/M
FP-01-PM8-WRE-TPWR-DO05 | PM8.WR–5–2/M
FP-01-PM8-WRE-TPWR-DO04 | PM8.WR–4–2/M
FP-01-PM8-WRE-TPWR-DO06 | PM8.WR–6–2/M
FP-01-PM8-PRS-PRS1-SM02 | PM8.P1-FR-5/STRECHER/M
FP-01-PM8-PRS-PRS1-SM03 | PM8.P1-FR-10/STRECHER/M
FP-01-PM8-RHD-INJP | PM8.RHD.INJP/GM
FP-01-PM8-DRY-GRP1-DO01 | PM8.GRP1/DO.01/GM
FP-01-PM8-DRY-GRP1-DO02 | PM8.GRP1/DO.02/GM
FP-01-PM8-DRY-GRP1-DO03 | PM8.GRP1/DO.03/GM
FP-01-PM8-DRY-GRP1-DO04 | PM8.GRP1/DO.04/GM
FP-01-PM8-DRY-GRP2-DO05 | PM8.GRP2/DO.05/GM
FP-01-PM8-DRY-GRP2-DO06 | PM8.GRP2/DO.06/GM
FP-01-PM8-DRY-GRP2-DO07 | PM8.GRP2/DO.07/GM
FP-01-PM8-DRY-GRP2-DO08 | PM8.GRP2/DO.08/GM
FP-01-PM8-DRY-GRP3-DO09 | PM8.GRP3/DO.09/GM
FP-01-PM8-DRY-GRP3-DO10 | PM8.GRP3/DO.10/GM
FP-01-PM8-DRY-GRP3-DO11 | PM8.GRP3/DO.11/GM
FP-01-PM8-DRY-GRP3-DO12 | PM8.GRP3/DO.12/GM
FP-01-PM8-DRY-GRP3-DO13 | PM8.GRP3/DO.13/GM
FP-01-PM8-DRY-GRP4-DO14 | PM8.GRP4/DO.14/GM
FP-01-PM8-DRY-GRP4-DO15 | PM8.GRP4/DO.15/GM
FP-01-PM8-DRY-GRP4-DO16 | PM8.GRP4/DO.16/GM
FP-01-PM8-DRY-GRP4-DO17 | PM8.GRP4/DO.17/GM
FP-01-PM8-DRY-GRP4-DO18 | PM8.GRP4/DO.18/GM
FP-01-PM8-DRY-GRP4-DO19 | PM8.GRP4/DO.19/GM
FP-01-PM8-DRY-GRP5-DO20 | PM8.GRP5/DO.20
FP-01-PM8-DRY-GRP5-DO21 | PM8.GRP5/DO.21/GM
FP-01-PM8-DRY-GRP5-DO22 | PM8.GRP5/DO.22/GM
FP-01-PM8-DRY-GRP5-DO23 | PM8.GRP5/DO.23/GM
FP-01-PM8-DRY-GRP5-DO24 | PM8.GRP5/DO.24/GM
FP-01-PM8-DRY-GRP5-DO25 | PM8.GRP5/DO.25/GM
FP-01-PM8-DRY-GRP6-DO26 | PM8.GRP6/DO.26/GM
FP-01-PM8-DRY-GRP6-DO27 | PM8.GRP6/DO.27/GM
FP-01-PM8-DRY-GRP6-DO28 | PM8.GRP6/DO.28/GM
FP-01-PM8-DRY-GRP6-DO29 | PM8.GRP6/DO.29/GM
FP-01-PM8-DRY-GRP6-DO30 | PM8.GRP6/DO.30/GM
FP-01-PM8-DRY-GRP6-DO31 | PM8.GRP6/DO.31/GM
FP-01-PM8-DRY-GRP7-DO32 | PM8.GRP7/DO.32/GM
FP-01-PM8-DRY-GRP7-DO33 | PM8.GRP7/DO.33/GM
FP-01-PM8-DRY-GRP7-DO34 | PM8.GRP7/DO.34/GM
FP-01-PM8-DRY-GRP7-DO35 | PM8.GRP7/DO.35/GM
FP-01-PM8-DRY-GRP7-DO36 | PM8.GRP7/DO.36/GM
FP-01-PM8-DRY-GRP8-DO37 | PM8.GRP8/DO.37/GM
FP-01-PM8-DRY-GRP8-DO38 | PM8.GRP8/DO.38/GM
FP-01-PM8-DRY-GRP8-DO39 | PM8.GRP8/DO.39/GM
FP-01-PM8-DRY-GRP8-DO40 | PM8.GRP8/DO.40/GM
FP-01-PM8-DRY-GRP8-DO41 | PM8.GRP8/DO.41/GM
FP-01-PM8-DRY-GRP8-DO42 | PM8.GRP8/DO.42/GM
FP-01-PM8-DRY-GRP8-DO43 | PM8.GRP8/DO.43/GM
FP-01-PM8-DRY-GRP8-DO44 | PM8.GRP8/DO.44/GM
FP-01-PM8-DRY-GRP8-DO45 | PM8.GRP8/DO.45/GM
FP-01-PM8-DRY-GRP8-DO46 | PM8.GRP8/DO.46/GM
FP-01-PM8-DRY-GRP8-DO47 | PM8.GRP8/DO.47/GM
FP-01-PM8-PMA-CRN2-CTR1 | PM8.CRN2.CTR1/M1B
FP-01-PM8-PMA-CRN2-CTR2 | PM8.CRN2.CTR2/M2A
FP-01-PM8-PMA-CRN2-CTR2 | PM8.CRN2.CTR2/M2B
FP-01-PM8-PMA-CRN2-CTR3 | PM8.CRN2.CTR3/M3A
FP-01-PM8-PMA-CRN2-CTR3 | PM8.CRN2.CTR3/M3B
FP-01-PM8-PMA-CRN2-LTR2 | PM8.CRN2.LTR2/M
FP-01-PM8-PMA-CRN1-LTR2 | PM8.CRN1.LTR2/M
FP-01-PM8-PMA-CRN1-HST2 | PM8.CRN1.HST2/M
FP-01-PM8-PMA-CRN1-CTR1 | PM8.CRN1.CTR1/M1B
FP-01-PM8-PMA-CRN1-CTR2 | PM8.CRN1.CTR2/M2B
FP-01-PM8-PMA-CRN1-CTR2 | PM8.CRN1.CTR2/M2A
FP-01-PM8-PMA-CRN3-LTR2 | PM8.CRN3.LTR2/M
FP-01-PM8-PMA-CRN3-HST2 | PM8.CRN3.HST2/M
FP-01-PM8-PMA-CRN3-CTR1 | PM8.CRN3.CTR1/M1B
FP-01-PM8-PMA-CRN3-CTR2 | PM8.CRN3.CTR2/M2A
FP-01-SP8-RJS-TH40 | SP8.RJS/M-R-3/BL(M)
FP-01-PM8-RHD-CN24 | PM8.RHD.M3003/CN24/GM
FP-01-PM8-RHD-CN23 | PM8.RHD.M3004/CN23/GM
FP-01-PM8-RHD-CN22 | PM8.RHD.M3005/CN22/GM
FP-01-PM8-VAS-FU60 | PM8.VAS.S-SV-10/M
FP-01-PM8-RHD-CN20 | PM8.RHD.M2013/CN20/GM
FP-01-PM8-RHD-CN21 | PM8.RHD.M2014/CN21/GM
FP-01-PM8-RHD-CN26 | PM8.RHD.M3001/CN26/GM
FP-01-PM8-RHD-CN25 | PM8.RHD.M3002/CN25/GM
FP-01-PM8-RHD-CN01 | PM8.RHD.CN01/GM
FP-01-PM8-RHD-CN02 | PM8.RHD.CN02/GM
FP-01-PM8-RHD-CN03 | PM8.RHD.CN03/GM
FP-01-PM8-RHD-CN04 | PM8.RHD.CN04/GM
FP-01-PM8-RHD-CN05 | PM8.RHD.CN05/GM
FP-01-PM8-RHD-CN06 | PM8.RHD.CN06/GM
FP-01-PM8-RHD-CN07 | PM8.RHD.CN07/GM
FP-01-PM8-RHD-CN08 | PM8.RHD.M2001/CN08/GM
FP-01-PM8-RHD-CN18 | PM8.RHD.M2011/CN18/GM
FP-01-PM8-RHD-CN19 | PM8.RHD.M2012/CN19/GM
FP-01-PM8-RHD-CN11 | PM8.RHD.M2004/CN11/GM
FP-01-PM8-RHD-CN12 | PM8.RHD.M2005/CN12/GM
FP-01-PM8-RHD-CN13 | PM8.RHD.M2006/CN13/GM
FP-01-PM8-RHD-CN14 | PM8.RHD.M2007/CN14/GM
FP-01-PM8-RHD-CN15 | PM8.RHD.M2008/CN15/GM
FP-01-PM8-RHD-CN16 | PM8.RHD.M2009/CN16/GM
FP-01-PM8-RHD-CN17 | PM8.RHD.M2010/CN17/GM
FP-01-SP8-OCC-RF10 | SP8.OCC.RF10/M
FP-01-PM8-PMA-CRN3-CTR2 | PM8.CRN3.CTR2/M2B
FP-01-PM8-MCL-BL07 | PM8.MCL/BEAM#5/V.BLW
FP-01-PM8-MCL-BL08 | PM8.MCL/BEAM#6/V.BLW
FP-01-PM8-MCL-P594 | PM8.FWS.RO/T2/MCL/HP-P/M
FP-01-PM8-MCL-P594 | PM8.FWS.RO/T2/MCL/HP-P/M_FAN

## EMO
id | funcloc | material_number | equipment_description | status | sort_field | unique_id | qr_code_link | created_at
EMO004433 | FP-01-CH8-ALM-A850 |  | NORD,SK132SH-4,5.5KW,9.3A,4P,380V | Installed | CH8.ALM/CH8AS04 | 3501 | https://www.safesave.info/MIC.php?id=Fajar-MotorList3501
EMO004434 | FP-01-CH8-ALM-A860 |  | NORD,SK132SH-4,5.5KW,9.3A,4P,380V | Installed | CH8.ALM.CH8AS05/M | 3502 | https://www.safesave.info/MIC.php?id=Fajar-MotorList3502
EMO004307 | FP-01-CH8-ALM-P850 |  | SIEMENS,100L1MV1,3KW,5.9A,4P,380V | Installed | CH8.ALM.CH8PC04/M | 3503 | https://www.safesave.info/MIC.php?id=Fajar-MotorList3503
EMO004308 | FP-01-CH8-ALM-P851 |  | SIEMENS,100L1MV1,3KW,5.9A,4P,380V | Installed | CH8.ALM.CH8PC05/M | 3504 | https://www.safesave.info/MIC.php?id=Fajar-MotorList3504
EMO004309 | FP-01-CH8-ALM-P860 |  | NORD,SK80LH4,0.75KW,1.79A,4P,380V | Installed | CH8.ALM.CH8PV06/M | 3505 | https://www.safesave.info/MIC.php?id=Fajar-MotorList3505
EMO004310 | FP-01-CH8-ALM-P861 |  | NORD,SK80LH4,0.75KW,1.79A,4P,380V | Installed | CH8.ALM.CH8PV07/M | 3506 | https://www.safesave.info/MIC.php?id=Fajar-MotorList3506
EMO004435 | FP-01-CH8-CAT-A870 |  | NORD,SK132MH4,7.5KW,13.1A,4P,380V | Installed | CH8.CAT/CH8MAM02 | 3507 | https://www.safesave.info/MIC.php?id=Fajar-MotorList3507
EMO004436 | FP-01-CH8-CAT-A880 |  | NORD,SK132SH-4,5.5KW,9.3A,4P,380V | Installed | CH8.CAT.CH8MAS06/M | 3508 | https://www.safesave.info/MIC.php?id=Fajar-MotorList3508
EMO004437 | FP-01-CH8-CAT-A885 |  | NORD,SK132SH-4,5.5KW,9.3A,4P,380V | Installed | CH8.CAT.CH8AS07/M | 3509 | https://www.safesave.info/MIC.php?id=Fajar-MotorList3509
EMO004311 | FP-01-CH8-CAT-P870 |  | SIEMENS,132SIM5,5.5KW,9.9A,2P | Installed | CH8.CAT.CH8PC06/M | 3510 | https://www.safesave.info/MIC.php?id=Fajar-MotorList3510
EMO004312 | FP-01-CH8-CAT-P880 |  | NORD,SK112M4,4KW,8.29A,4P,380V | Installed | CH8.CAT.CH8PV08/M | 3511 | https://www.safesave.info/MIC.php?id=Fajar-MotorList3511
EMO004313 | FP-01-CH8-CAT-P881 |  | NORD,SK112M4,4KW,8.29A,4P,380V | Installed | CH8.CAT.CH8PV09/M | 3512 | https://www.safesave.info/MIC.php?id=Fajar-MotorList3512
EMO004314 | FP-01-CH8-CAT-P885 |  | SIEMENS,132MIB5,7.5KW,14.7A,4P,380V | Installed | CH8.CAT.CH8PV10/M | 3513 | https://www.safesave.info/MIC.php?id=Fajar-MotorList3513
EMO004315 | FP-01-CH8-CAT-P886 |  | SIEMENS,132MIB5,7.5KW,14.7A,4P,380V | Installed | CH8.CAT.CH8PV11/M | 3514 | https://www.safesave.info/MIC.php?id=Fajar-MotorList3514
EMO004326 | FP-01-CH8-CHA-HST1 |  | HITACHI,2.4KW,6.0A,2P (HOIST UNTUK UP/DOWN) | Installed | CH8.STA/CH8PL01 | 3515 | https://www.safesave.info/MIC.php?id=Fajar-MotorList3515
EMO004328 | FP-01-CH8-CHA-HST2 |  | HITACHI,0.14KW,1.2A,4P (HOIST UNTUK LEFT/RIGHT) | Installed | CH8.CHA/CH8PL02 | 3516 | https://www.safesave.info/MIC.php?id=Fajar-MotorList3516
EMO004380 | FP-01-CH8-EFF-P530 |  | MARATHON,HJN1,150M-4,11KW,22,2A,4P,380V | Installed | CH8.P–SK–1/M | 3517 | https://www.safesave.info/MIC.php?id=Fajar-MotorList3517
EMO004316 | FP-01-CH8-FWS-P520 |  | MARATHON,HJN1,200L-2,30KW,5.51A,2P,380V | Installed | CH8.FWS.CH8PC07/M | 3518 | https://www.safesave.info/MIC.php?id=Fajar-MotorList3518
EMO004317 | FP-01-CH8-FWS-P521 |  | MARATHON,HJN1,200L-2,30KW,5.5A,2P,380V | Installed | CH8.FWS.CH8PC08/M | 3519 | https://www.safesave.info/MIC.php?id=Fajar-MotorList3519
EMO004429 | FP-01-CH8-STA-A810 |  | NORD,SK132MH-4,7.5KW,15.7A,4P,380V | Installed | CH8.STA.CH8AM01/M | 3520 | https://www.safesave.info/MIC.php?id=Fajar-MotorList3520
EMO004430 | FP-01-CH8-STA-A820 |  | NORD,SK132,SH-4,5.5KW,9.3A,4P,380V | Installed | CH8.STA.CH8AS01/M | 3521 | https://www.safesave.info/MIC.php?id=Fajar-MotorList3521
EMO004431 | FP-01-CH8-STA-A830 |  | NORD,SK132,SH-4,5.5KW,9.3A,4P,380V | Installed | CH8.STA.CH8AS02/M | 3522 | https://www.safesave.info/MIC.php?id=Fajar-MotorList3522
EMO004432 | FP-01-CH8-STA-A840 |  | NORD,SK100LH4,2.2KW,4.78A,4P,380V | Installed | CH8.STA.CH8AR01/M | 3523 | https://www.safesave.info/MIC.php?id=Fajar-MotorList3523
EMO004327 | FP-01-CH8-STA-CN01 |  | WAM,NT1120M,4KW,8.13A,4P,380V | Installed | CH8.STA/CH8SC01 | 3524 | https://www.safesave.info/MIC.php?id=Fajar-MotorList3524
EMO004298 | FP-01-CH8-STA-P810 |  | SIEMENS,132S1M5,5.5KW,9.9A,2P | Installed | CH8.STA.CH8PC01/M | 3525 | https://www.safesave.info/MIC.php?id=Fajar-MotorList3525
EMO004299 | FP-01-CH8-STA-P820 |  | NORD,SK112MH-4,4KW,8.29A,4P,380V | Installed | CH8.STA.CH8PV01/M | 3526 | https://www.safesave.info/MIC.php?id=Fajar-MotorList3526
EMO004300 | FP-01-CH8-STA-P825 |  | NORD,SK80L-4,0.75KW,1.95A,4P,380V | Installed | CH8.STA.CH8PX01/M | 3527 | https://www.safesave.info/MIC.php?id=Fajar-MotorList3527
EMO004301 | FP-01-CH8-STA-P830 |  | NORD,SK112M4,4KW,8.6A,40,380V | Installed | CH8.STA.CH8PV03/M | 3528 | https://www.safesave.info/MIC.php?id=Fajar-MotorList3528
EMO004302 | FP-01-CH8-STA-P831 |  | NORD,SK100AH4,3KW,6.1A,4P,380V | Installed | CH8.STA.CH8PV04/M | 3529 | https://www.safesave.info/MIC.php?id=Fajar-MotorList3529
EMO004303 | FP-01-CH8-STA-P832 |  | NORD,SK100AH4,3KW,6.1A,4P,380V | Installed | CH8.STA.CH8PV05/M | 3530 | https://www.safesave.info/MIC.php?id=Fajar-MotorList3530
EMO004304 | FP-01-CH8-STA-P840 |  | NORD,SK112MH4,4KW,8.29A,4P,380V | Installed | CH8.STA.CH8PV06/M | 3531 | https://www.safesave.info/MIC.php?id=Fajar-MotorList3531
EMO004305 | FP-01-CH8-WWS-P540 |  | MARATHON,HJN1,160M2-2,15KW,28.4A,2P,380V | Installed | CH8.WWS.CH8PC02/M | 3532 | https://www.safesave.info/MIC.php?id=Fajar-MotorList3532
EMO004306 | FP-01-CH8-WWS-P541 |  | MARATHON,HJN1,160M2-2,15KW,28.4A,2P,380V | Installed | CH8.WWS.CH8PC03/M | 3533 | https://www.safesave.info/MIC.php?id=Fajar-MotorList3533
EMO004173 | FP-01-PM8-APS-A200 |  | MARATHON,HJN1,160M6,7.5KW,17A,970RPM | Installed | PM8.APS/A-7 | 3534 | https://www.safesave.info/MIC.php?id=Fajar-MotorList3534
EMO004176 | FP-01-PM8-APS-A210 |  | MARATHON,HJN1,180L-6,15KW,31.4A,975RPM | Installed | PM8.APS/A–8(M) | 3535 | https://www.safesave.info/MIC.php?id=Fajar-MotorList3535
EMO004175 | FP-01-PM8-APS-A220 |  | MARATHON,HJN1,180L-6,15KW,31.4A,975RPM | Installed | PM8.APS/A-9(M) | 3536 | https://www.safesave.info/MIC.php?id=Fajar-MotorList3536
EMO004091 | FP-01-PM8-APS-P200 |  | MARATHON,HJN1,200L-4,30KW,57.4A,4P,380V | Installed | PM8.APS/P-25(M) | 3537 | https://www.safesave.info/MIC.php?id=Fajar-MotorList3537
EMO004092 | FP-01-PM8-APS-P210 |  | MARATHON,HJN1,200L-4,30KW,57.4A,4P,380V | Installed | PM8.APS/P-22(M) | 3538 | https://www.safesave.info/MIC.php?id=Fajar-MotorList3538
EMO004093 | FP-01-PM8-APS-P211 |  | MARATHON,HJN1,315L2-6,132KW,22.4A,6P,380V | Installed | PM8.APS/P-23(M) | 3539 | https://www.safesave.info/MIC.php?id=Fajar-MotorList3539
EMO004094 | FP-01-PM8-APS-P220 |  | MARATHON,HJN1,355,M-6,160KW,291A,6P.380V | Installed | PM8.APS/P-24(M) | 3540 | https://www.safesave.info/MIC.php?id=Fajar-MotorList3540
EMO004295 | FP-01-PM8-APS-P230 |  | TMEIC,KFT-CHK11,F:450-120,100KW,1040A,660V,6P | Installed | PM8.APS/P-27 | 3541 | https://www.safesave.info/MIC.php?id=Fajar-MotorList3541
EMO004139 | FP-01-PM8-APS-P231 |  | MARATHON,HJN1,280S-4,75KW,139A,4P,380V | Installed | PM8.APS/P-28(M) | 3542 | https://www.safesave.info/MIC.php?id=Fajar-MotorList3542
EMO004140 | FP-01-PM8-APS-P240 |  | MATRATHON, HJN1,180L-4,22KW,42.4A,4P,380V | Installed | PM8.APS/P-29(M) | 3543 | https://www.safesave.info/MIC.php?id=Fajar-MotorList3543
EMO004142 | FP-01-PM8-APS-P250 |  | TMEIC,IDCF,CHKW11,200KW,47.8A,4P,380V | Installed | PM8.APS/P-WW-2(M) | 3544 | https://www.safesave.info/MIC.php?id=Fajar-MotorList3544
EMO005248 | FP-01-PM8-VAS-P6A1 |  | AC MOTOR;380V,50Hz,37kW,4P | Installed | PM8.VAS/P-SW-11/M | 3545 | https://www.safesave.info/MIC.php?id=Fajar-MotorList3545
EMO004143 | FP-01-PM8-APS-P251 |  | ABB,IEC315ML90,200KW,366A,4P,380V | Installed | PM8.APS/P-WW-3(M) | 3546 | https://www.safesave.info/MIC.php?id=Fajar-MotorList3546
EMO003873 | FP-01-PM8-APS-SR50 |  | MOTOR,AC,H-BD,HCM450,TOSHIBA,200KW,8P | Installed | PM8.APS.SR50/M | 3547 | https://www.safesave.info/MIC.php?id=Fajar-MotorList3547
EMO004000 | FP-01-PM8-APS-SR60 |  | MARATHON,HJN1,200L-4,30KW,57.4A,4P,380V | Installed | PM8.APS.SR60/M | 3548 | https://www.safesave.info/MIC.php?id=Fajar-MotorList3548
EMO005016 | FP-01-PM8-APS-TRMJ |  | RANDAX,TYPERXA207,30KW,46A,2P,400V | Installed | PM8.APS.TRMJ/M | 3549 | https://www.safesave.info/MIC.php?id=Fajar-MotorList3549
EMO004346 | FP-01-PM8-BRS-AP20 |  | OYSTROMBERG,IEC-250M6S,75KW,142A,4P,380V | Installed | PM8.BRS/M-B-1A(M) | 3550 | https://www.safesave.info/MIC.php?id=Fajar-MotorList3550
EMO004347 | FP-01-PM8-BRS-AP21 |  | ABB,HXUR505G2,75KW,141A,4P,380V | Installed | PM8.BRS/M-B-1B(M) | 3551 | https://www.safesave.info/MIC.php?id=Fajar-MotorList3551
EMO004348 | FP-01-PM8-BRS-AP30 |  | OYSTROMBERG,HXUR632G2315S,132KW,245A,4P,380V | Installed | PM8.BRS/M-B-2A(M) | 3552 | https://www.safesave.info/MIC.php?id=Fajar-MotorList3552
EMO004349 | FP-01-PM8-BRS-AP31 |  | OYSTROMBERG,HXUR632G2315S,132KW,245A,4P,380V | Installed | PM8.BRS/M-B-2B(M) | 3553 | https://www.safesave.info/MIC.php?id=Fajar-MotorList3553
EMO004350 | FP-01-PM8-BRS-AP40 |  | TMEIC,IDF315H,250KW,59A,4P,380V | Installed | PM8.BRS/M-B-3A(M) | 3554 | https://www.safesave.info/MIC.php?id=Fajar-MotorList3554
EMO004351 | FP-01-PM8-BRS-AP41 |  | TMEIC,IDF315H,250KW,59A,4P,380V | Installed | PM8.BRS/M-B-3B(M) | 3555 | https://www.safesave.info/MIC.php?id=Fajar-MotorList3555
EMO004352 | FP-01-PM8-BRS-AP50 |  | TMEIC,IDF315H,315KW,75A,4P,380V | Installed | PM8.BRS/M-B-4A(M) | 3556 | https://www.safesave.info/MIC.php?id=Fajar-MotorList3556
EMO004353 | FP-01-PM8-BRS-AP51 |  | TMEIC,IDF315H,315KW,75A,4P,380V | Installed | PM8.BRS/M-B-4B(M) | 3557 | https://www.safesave.info/MIC.php?id=Fajar-MotorList3557
EMO004354 | FP-01-PM8-BRS-AP60 |  | MARATHON,HJN1,355M-6,160KW,291A,6P,380V | Installed | PM8.BRS/M-B-5 | 3558 | https://www.safesave.info/MIC.php?id=Fajar-MotorList3558
EMO004096 | FP-01-PM8-BRS-PP20 |  | MARATHON,HJN1,250M,55KW,103A,4P,380V | Installed | PM8.BRS/P-B-1 | 3559 | https://www.safesave.info/MIC.php?id=Fajar-MotorList3559
EMO004097 | FP-01-PM8-BRS-PP21 |  | MARATHON,HAA400-4,355KW,85.2A,4P,380V | Installed | PM8.BRS/P-B-2(M) | 3560 | https://www.safesave.info/MIC.php?id=Fajar-MotorList3560
EMO004098 | FP-01-PM8-BRS-PP30 |  | MARATHON,HJN1315L-6,110KW,206A,6P,380V | Installed | PM8.BRS/P-B-4(M) | 3561 | https://www.safesave.info/MIC.php?id=Fajar-MotorList3561
EMO004099 | FP-01-PM8-BRS-PP40 |  | MARATHON,HAA400-6,200KW,51A,6P,380V | Installed | PM8.BRS/P-B-5(M) | 3562 | https://www.safesave.info/MIC.php?id=Fajar-MotorList3562
EMO004100 | FP-01-PM8-BRS-PP50 |  | MARATHON,HAA400-6,200KW,51A,6P,380V | Installed | PM8.BRS/P-B-6(M) | 3563 | https://www.safesave.info/MIC.php?id=Fajar-MotorList3563
EMO004101 | FP-01-PM8-BRS-PP60 |  | MARATHON,HJN1,225M4,45KW,84.4A,4P,380V | Installed | PM8.BRS/P-B-7(M) | 3564 | https://www.safesave.info/MIC.php?id=Fajar-MotorList3564
EMO004273 | FP-01-PM8-BRS-TH20-DV01 |  | SEW,DRE132M/4,5.5KW,11.10A,4P,380V | Installed | PM8.BRS/J1LH01GM01V01-M11 | 3565 | https://www.safesave.info/MIC.php?id=Fajar-MotorList3565
EMO004340 | FP-01-PM8-BRS-TH20-SCC1 |  | ABB,MB166M,11KW,23A,4P,380V | Installed | TH20.SCC1/J1LH01GM01V01-M21 | 3566 | https://www.safesave.info/MIC.php?id=Fajar-MotorList3566
EMO004274 | FP-01-PM8-BRS-TH20-SW01 |  | SEW,DRE112M6DE5AF,A.5KW,3.7A,4P,380V | Installed | TH20.SW01/J1LH01GM01V01-M31 | 3567 | https://www.safesave.info/MIC.php?id=Fajar-MotorList3567
EMO000410 | FP-01-PM8-CAL-MD24 |  | AC MOTOR;380V,50Hz,15kW,4P,160L,B3 | Installed | PM8/CAL-ER04-MD24 | 3568 | https://www.safesave.info/MIC.php?id=Fajar-MotorList3568
EMO004513 | FP-01-PM8-CAL-MD25 |  | MOTOR,AC,IDF-CHK11 405A,250KW,4P,420V | Installed | PM8/CAL-TOP-MD25 | 3569 | https://www.safesave.info/MIC.php?id=Fajar-MotorList3569
EMO001288 | FP-01-PM8-CAL-MD26 | 10010630 | MOTOR,AC,IDF-CHK11 575A,355KW,4P,420V | Installed | PM8/CAL-BTM-MD26 | 3570 | https://www.safesave.info/MIC.php?id=Fajar-MotorList3570
EMO004515 | FP-01-PM8-CAL-MD27 |  |  | Installed | PM8/CAL-PR05-MD27 | 3571 | https://www.safesave.info/MIC.php?id=Fajar-MotorList3571
EMO004337 | FP-01-PM8-CAS-COM1 |  | SIEMENS,FSD,571,355KW,4P,3KV,79A (KAESER 6MBH) | Installed | PM8.CAS.COM-1/M | 3572 | https://www.safesave.info/MIC.php?id=Fajar-MotorList3572
EMO004338 | FP-01-PM8-CAS-COM2 |  | SIEMENS,FSD,571,355KW,4P,3KV,79A (KAESER 6MBH) | Installed | PM8.CAS.COM-2/M | 3573 | https://www.safesave.info/MIC.php?id=Fajar-MotorList3573
EMO004339 | FP-01-PM8-CAS-COM3 |  | SIEMENS,FSD,571,355KW,4P,3KV,79A (KAESER 6MBH) | Installed | PM8.CAS.COM-3/M | 3574 | https://www.safesave.info/MIC.php?id=Fajar-MotorList3574
EMO003929 | FP-01-PM8-CUT-RWD1-BL04 |  | AC MOTOR;380V,50Hz,11kW,2P,160M,B3 | Installed | PM8.RWD1.BL04/M | 3575 | https://www.safesave.info/MIC.php?id=Fajar-MotorList3575
EMO003978 | FP-01-PM8-CUT-RWD1-BL02 |  | SK 112M; 5.5KW; 6.2A; 2P; 380V | Installed | PM8.RWD1.BL02/M | 3576 | https://www.safesave.info/MIC.php?id=Fajar-MotorList3576
EMO004556 | FP-01-PM8-CUT-RWD1-BL03 |  | MARATHON,HJN1,160L4,15KW,29.6A,4P,380V | Installed | PM8.RWD/SZ01SV00G01/FAN/M | 3577 | https://www.safesave.info/MIC.php?id=Fajar-MotorList3577
EMO003096 | FP-01-PM8-CUT-RWD1-BL05 | 10010672 | AC MOTOR;380V,50HZ,15KW,2P,160M,B3 | Installed | PM8.RWD1.BL05/M | 3578 | https://www.safesave.info/MIC.php?id=Fajar-MotorList3578
EMO003948 | FP-01-PM8-CUT-RWD1-MD30 | 10032679 | AC MOTOR;380V,50Hz,480kW,6P,450M,B3 | Installed | PM8/RWD-UNWD-MD30 | 3579 | https://www.safesave.info/MIC.php?id=Fajar-MotorList3579
EMO004559 | FP-01-PM8-CUT-RWD1-MD30 |  | MOTOR, FANBLOWER 112M,3.7KW,4P,380V | Installed | PM8.CUT/FANBLOWER-MD30/M | 3580 | https://www.safesave.info/MIC.php?id=Fajar-MotorList3580
EMO004521 | FP-01-PM8-CUT-RWD1-MD31 |  | MOTOR,AC,IDF-CHJ11 355H,500KW,4P,380V | Installed | PM8/RWD-MD31 | 3581 | https://www.safesave.info/MIC.php?id=Fajar-MotorList3581
EMO004522 | FP-01-PM8-CUT-RWD1-MD32 |  | MOTOR,AC,IDF-CHJ11 355H,500KW,4P,380V | Installed | PM8/RWD-MD32 | 3582 | https://www.safesave.info/MIC.php?id=Fajar-MotorList3582
EMO004495 | FP-01-PM8-DRY-GRP1-MD07 |  | MOTOR,AC,IDF-CHK11 123A,75KW,4P,420V | Installed | PM8/GRP1-MD07 | 3583 | https://www.safesave.info/MIC.php?id=Fajar-MotorList3583
EMO004496 | FP-01-PM8-DRY-GRP1-MD08 |  | MOTOR,AC,IDF-CHK11 405A,250KW,4P,420V | Installed | PM8/GRP1-MD08 | 3584 | https://www.safesave.info/MIC.php?id=Fajar-MotorList3584
EMO004497 | FP-01-PM8-DRY-GRP2-MD09 |  | MOTOR,AC,IDF-CHK11 500A,300KW,4P,420V | Installed | PM8/GRP2-MD09 | 3585 | https://www.safesave.info/MIC.php?id=Fajar-MotorList3585
EMO004498 | FP-01-PM8-DRY-GRP3-MD10 |  | MOTOR,AC,IDF-CHK11 535A,335KW,4P,420V | Installed | PM8/GRP3-MD10 | 3586 | https://www.safesave.info/MIC.php?id=Fajar-MotorList3586
EMO004499 | FP-01-PM8-DRY-GRP4-MD11 |  | MOTOR,AC,IDF-CHK11 630A,400KW,4P,420V | Installed | PM8/GRP4-MD11 | 3587 | https://www.safesave.info/MIC.php?id=Fajar-MotorList3587
EMO004500 | FP-01-PM8-DRY-GRP5-MD12 |  | MOTOR,AC,IDF-CHK11 630A,400KW,4P,420V | Installed | PM8/GRP5-MD12 | 3588 | https://www.safesave.info/MIC.php?id=Fajar-MotorList3588
EMO004501 | FP-01-PM8-DRY-GRP6-MD13 |  | MOTOR,AC,IDF-CHK11 630A,400KW,4P,420V | Installed | PM8/GRP6-MD13 | 3589 | https://www.safesave.info/MIC.php?id=Fajar-MotorList3589
EMO004502 | FP-01-PM8-DRY-GRP6-MD14 |  | MOTOR,AC,TIKK-FBK8 26A,15KW,4P,420V | Installed | PM8/GRP6-MD14 | 3590 | https://www.safesave.info/MIC.php?id=Fajar-MotorList3590
EMO004508 | FP-01-PM8-DRY-GRP7-MD20 |  | MOTOR,AC,IDF-CHK11 123A,75KW,4P,420V | Installed | PM8/GRP7-MD20 | 3591 | https://www.safesave.info/MIC.php?id=Fajar-MotorList3591
EMO004509 | FP-01-PM8-DRY-GRP7-MD21 |  | MOTOR,AC,IDF-CHK11 535A,335KW,4P,420V | Installed | PM8/GRP7-MD21 | 3592 | https://www.safesave.info/MIC.php?id=Fajar-MotorList3592
EMO004510 | FP-01-PM8-DRY-GRP8-MD22 |  | MOTOR,AC,IDF-CHK11 800A,500KW,4P,420V | Installed | PM8/GRP8-MD22 | 3593 | https://www.safesave.info/MIC.php?id=Fajar-MotorList3593
EMO004511 | FP-01-PM8-DRY-GRP8-MD23 |  | MOTOR,AC,TIKK-FBK8 26A,15KW,4P,420V | Installed | PM8/GRP8-MD23-PR | 3594 | https://www.safesave.info/MIC.php?id=Fajar-MotorList3594
EMO004503 | FP-01-PM8-DRY-SZPR-MD15 |  | MOTOR,AC,IKK-FCK8 26A,11KW,4P,420V | Installed | PM8/SZPR-MD15-PR | 3595 | https://www.safesave.info/MIC.php?id=Fajar-MotorList3595
EMO004504 | FP-01-PM8-DRY-SZPR-MD16 |  | MOTOR,AC,IKK-FCK8 26A,11KW,4P,420V | Installed | PM8/SZPR-MD16-PR | 3596 | https://www.safesave.info/MIC.php?id=Fajar-MotorList3596
EMO004505 | FP-01-PM8-DRY-SZPR-MD17 |  | MOTOR,AC,IDF-CHK11 405A,250KW,4P,420V | Installed | PM8/SZPR-MD17 | 3597 | https://www.safesave.info/MIC.php?id=Fajar-MotorList3597
EMO004506 | FP-01-PM8-DRY-SZPR-MD18 |  | MOTOR,AC,IDF-CHK11 178A,110KW,4P,420V | Installed | PM8/SZPR-MD18 | 3598 | https://www.safesave.info/MIC.php?id=Fajar-MotorList3598
EMO004507 | FP-01-PM8-DRY-SZPR-MD19 | 10031642 | DC MOTOR;420V,60Hz,15kW,26A,160L,B3 | Installed | PM8/SZPR-MD19-M | 3599 | https://www.safesave.info/MIC.php?id=Fajar-MotorList3599
EMO004136 | FP-01-PM8-EFF-P450 |  | MARATHON,HJN1,280M-4,90KW,167A,4P,380V | Installed | PM8.EFF/P-SM-1(M) | 3600 | https://www.safesave.info/MIC.php?id=Fajar-MotorList3600
EMO004137 | FP-01-PM8-EFF-P455 |  | MARATHON,HJN1,280M-4,90KW,167A,4P,380V | Installed | PM8.EFF/P-SM-2(M) | 3601 | https://www.safesave.info/MIC.php?id=Fajar-MotorList3601
EMO004455 | FP-01-PM8-FWS-CU10 |  | TECO,75KW,15.2 ,4P MGM | Installed | PM8.FWS/CT-10/M | 3602 | https://www.safesave.info/MIC.php?id=Fajar-MotorList3602
EMO004456 | FP-01-PM8-FWS-CU11 |  | TECO,75KW,15.2 ,4P MGM | Installed | PM8.FWS/CT-20/M | 3603 | https://www.safesave.info/MIC.php?id=Fajar-MotorList3603
EMO004457 | FP-01-PM8-FWS-CU12 |  | TECO,75KW,15.2 ,4P MGM | Installed | PM8.FWS/CT-30/M | 3604 | https://www.safesave.info/MIC.php?id=Fajar-MotorList3604
EMO004138 | FP-01-PM8-FWS-P380 |  | MARATHON,HJN1,200L-4,30KW,57.4A,4P,380V | Installed | PM8.FWS/P-26(M) | 3605 | https://www.safesave.info/MIC.php?id=Fajar-MotorList3605
EMO004115 | FP-01-PM8-FWS-P390 |  | MARATHON,HJN1,280M-2,90KW,160A,2P,380V | Installed | PM8.FWS/P-FW-10(M) | 3606 | https://www.safesave.info/MIC.php?id=Fajar-MotorList3606
EMO004116 | FP-01-PM8-FWS-P391 |  | MARATHON,HAA355-2,200KW,54.2A,3KV,2P | Installed | PM8.FWS/P-FW-11(M) | 3607 | https://www.safesave.info/MIC.php?id=Fajar-MotorList3607
EMO004117 | FP-01-PM8-FWS-P392 |  | MARATHON,HAA355-2,200KW,54.2A,3KV,2P | Installed | PM8.FWS/P-FW-12(M) | 3608 | https://www.safesave.info/MIC.php?id=Fajar-MotorList3608
EMO004118 | FP-01-PM8-FWS-P393 |  | MARATHON,HJN1,280S-2,75KW,135A,2P,380V | Installed | PM8.FWS/P-FW-13(M) | 3609 | https://www.safesave.info/MIC.php?id=Fajar-MotorList3609
EMO004119 | FP-01-PM8-FWS-P394 |  | MARATHON,HJN1,180M-4,18.5KW,35.8A,4P,380V | Installed | PM8.FWS/P-FW-14(M) | 3610 | https://www.safesave.info/MIC.php?id=Fajar-MotorList3610
EMO004127 | FP-01-PM8-FWS-P395 |  | MARATHON,HJN1,180L-4,22KW,42.4A,4P,380V | Installed | PM8.FWS/P-FW-33(M) | 3611 | https://www.safesave.info/MIC.php?id=Fajar-MotorList3611
EMO004120 | FP-01-PM8-FWS-P400 |  | MARATHON,HJN1,225M-2,45KW,81.8A,4P,380V | Installed | PM8.FWS/P-FW-20(M) | 3612 | https://www.safesave.info/MIC.php?id=Fajar-MotorList3612
EMO004121 | FP-01-PM8-FWS-P401 |  | MARATHON,HJN1,200L-4,30KW,57.4A,4P,380V | Installed | PM8.FWS/P-FW-21(M) | 3613 | https://www.safesave.info/MIC.php?id=Fajar-MotorList3613
EMO004122 | FP-01-PM8-FWS-P402 |  | MARATHON,HJN1,200L-4,30KW,57.4A,4P,380V | Installed | PM8.FWS/P-FW-22(M) | 3614 | https://www.safesave.info/MIC.php?id=Fajar-MotorList3614
EMO004123 | FP-01-PM8-FWS-P403 |  | MARATHON,HJN1,160M-4,11KW,22.2A,4P,380V | Installed | PM8.FWS/P-FW-23(M) | 3615 | https://www.safesave.info/MIC.php?id=Fajar-MotorList3615
EMO004321 | FP-01-PM8-FWS-P404 |  | AC MOTOR;380V,50Hz,4kW,2P,7.92A | Installed | PM8.FWS(STA)/PP01/M | 3616 | https://www.safesave.info/MIC.php?id=Fajar-MotorList3616
EMO004202 | FP-01-PM8-FWS-P420 |  | MARATHON,HJN1,132S2-2,7.5KW,14.7A,2P,380V | Installed | PM8.FWS.P420/M | 3617 | https://www.safesave.info/MIC.php?id=Fajar-MotorList3617
EMO004203 | FP-01-PM8-FWS-P421 |  | MARATHON,HJN1,132S2-2,7.5KW,14.7A,2P,380V | Installed | PM8.FWS.P421/M | 3618 | https://www.safesave.info/MIC.php?id=Fajar-MotorList3618
EMO004131 | FP-01-PM8-FWS-P430 |  | MARATHON,HJN1,200M-1,90KW,167A,4P,380V | Installed | PM8.FWS/P-CW-10(M) | 3619 | https://www.safesave.info/MIC.php?id=Fajar-MotorList3619
EMO004132 | FP-01-PM8-FWS-P431 |  | MARATHON,HJN1,200M-1,90KW,167A,4P,380V | Installed | PM8.FWS/P-CW-11(M) | 3620 | https://www.safesave.info/MIC.php?id=Fajar-MotorList3620
EMO004149 | FP-01-PM8-FWS-P432 |  | MARATHON,HJN1,255M-2,45KW,81.8A,2P,380V | Installed | PM8.FWS/P-CW-12(M) | 3621 | https://www.safesave.info/MIC.php?id=Fajar-MotorList3621
EMO004133 | FP-01-PM8-FWS-P440 |  | MARATHON,HJN1,200L-4,30KW,57.4A,4P,380V | Installed | PM8.FWS/P-CW-20(M) | 3622 | https://www.safesave.info/MIC.php?id=Fajar-MotorList3622
EMO004204 | FP-01-PM8-FWS-P480 |  | MARATHON,HJN1,112M,4KW,8.05A,2P,380V | Installed | PM8.FWS/P-FW-40(M) | 3623 | https://www.safesave.info/MIC.php?id=Fajar-MotorList3623
EMO004205 | FP-01-PM8-FWS-P481 |  | ABB;MT 100LB; 3KW; 6.9A; 4P; 400V | Installed | PM8.FWS/P-FW-41(M) | 3624 | https://www.safesave.info/MIC.php?id=Fajar-MotorList3624
EMO004150 | FP-01-PM8-FWS-P482 |  | ABB; M2AA 100LB; 3KW; 6.60A; 4P; 400V | Installed | PM8.FWS/P-FW-41(M) | 3625 | https://www.safesave.info/MIC.php?id=Fajar-MotorList3625
EMO004185 | FP-01-PM8-FWS-P490 |  | MARATHON,HJN1,132MI,4KW,9.45A,2P,380V | Installed | PM8.FWS/P-34(M) | 3626 | https://www.safesave.info/MIC.php?id=Fajar-MotorList3626
EMO004134 | FP-01-PM8-FWS-P500 |  | MARATHON,HJN1,160L-4,15KW,29.6A,4P,380V | Installed | PM8.FWS/P-CW-30(M) | 3627 | https://www.safesave.info/MIC.php?id=Fajar-MotorList3627
EMO004135 | FP-01-PM8-FWS-P501 |  | MARATHON,HJN1,160L-4,15KW,29.6A,4P,380V | Installed | PM8.FWS/P-CW-31(M) | 3628 | https://www.safesave.info/MIC.php?id=Fajar-MotorList3628
EMO004047 | FP-01-PM8-HOO-BL10 |  | ASEA; TYPE M188; 22KW;380V | Installed | PM8.HOO/F-VS-10/M | 3629 | https://www.safesave.info/MIC.php?id=Fajar-MotorList3629
EMO003935 | FP-01-PM8-HOO-BL11 | 10010832 | AC MOTOR;380V,50Hz,37kW,2P,200M,B3 | Installed | PM8.HOO/FORMING/M | 3630 | https://www.safesave.info/MIC.php?id=Fajar-MotorList3630
EMO004532 | FP-01-PM8-HOO-BL20-EX20 |  | MARATHON,HJN1,225S-4,37KW,69.7A,4P,380V | Installed | PM8.HOO.EX20/SH19CV00K01/M | 3631 | https://www.safesave.info/MIC.php?id=Fajar-MotorList3631
EMO004531 | FP-01-PM8-HOO-BL20-EX21 |  | MARATHON,HJN1,315L-4,160KW,4P,288A,380V | Installed | PM8.HOO.EX21/SF07BV00G01/M | 3632 | https://www.safesave.info/MIC.php?id=Fajar-MotorList3632
EMO004336 | FP-01-PM8-HOO-BL30-EX30 |  | MARATHON,HJN1,160L-4,15KW,29.6A,4P,380V | Installed | PM8.HOO.EX30/SZ01CV00G01/M | 3633 | https://www.safesave.info/MIC.php?id=Fajar-MotorList3633
EMO004395 | FP-01-PM8-HOO-BL31 |  | TYPE RUBIN 220,2.2KW,5.2A,2P, | Installed | PM8.HOO/SHOE/M-1 | 3634 | https://www.safesave.info/MIC.php?id=Fajar-MotorList3634
EMO004480 | FP-01-PM8-HOO-BL31 |  | TYPE RUBIN 220,2.2KW,5.2A,2P, | Installed | PM8.HOO/SHOE/M-2 | 3635 | https://www.safesave.info/MIC.php?id=Fajar-MotorList3635
EMO004537 | FP-01-PM8-HOO-BL40-CF40 |  | MARATHON,HJN1,132S2-2,7.5KW,14.7A,2P,380V | Installed | PM8.HOO.CF40/SH04CV00K03 | 3636 | https://www.safesave.info/MIC.php?id=Fajar-MotorList3636
EMO004534 | FP-01-PM8-HOO-BL40-EX40 |  | MARATHON,HK315L2-8,110KW,224A,8P,380V | Installed | PM8.HOO.EX40/SH04BV00G01/M | 3637 | https://www.safesave.info/MIC.php?id=Fajar-MotorList3637
EMO004533 | FP-01-PM8-HOO-BL40-EX41 |  | MARATHON,HJN1,355L-4,315KW,559A,4P,380V | Installed | PM8.HOO.EX41/SH19BV02G01/M | 3638 | https://www.safesave.info/MIC.php?id=Fajar-MotorList3638
EMO004536 | FP-01-PM8-HOO-BL40-SF41 |  | MARATHON,HJN1,315L-4,200KW,359A,4P,280V | Installed | PM8.HOO.SF41/SH04CV00G01/M | 3639 | https://www.safesave.info/MIC.php?id=Fajar-MotorList3639
EMO004541 | FP-01-PM8-HOO-BL50-CF50 |  | MARATHON,HJN1,132S-2,7.5KW,14.7A,2P,380V | Installed | PM8.HOO.CF50/SH07CV00G02 | 3640 | https://www.safesave.info/MIC.php?id=Fajar-MotorList3640
EMO004539 | FP-01-PM8-HOO-BL50-EX50 |  | MARATHON,HK315L2-8,110KW,224A,8P,380V | Installed | PM8.HOO.EX50/SH07BV00G01/M | 3641 | https://www.safesave.info/MIC.php?id=Fajar-MotorList3641
EMO004538 | FP-01-PM8-HOO-BL50-EX51 |  | MARATHON,HJN1,355L-4,315KW,559A,4P,380V | Installed | PM8.HOO.EX51/SH22BV00G01/M | 3642 | https://www.safesave.info/MIC.php?id=Fajar-MotorList3642
EMO004540 | FP-01-PM8-HOO-BL50-SF50 |  | MARATHON,HJN1,315M4,200KW,359A,4P,380V | Installed | PM8.HOO.SF50/SH07CV00G01/M | 3643 | https://www.safesave.info/MIC.php?id=Fajar-MotorList3643
EMO004542 | FP-01-PM8-HOO-BL60-EX60 |  | MARATHON,HJN1,160L-4,15KW,29.6A,4P,380V | Installed | PM8.HOO.EX60/SZ01EV00G01/M | 3644 | https://www.safesave.info/MIC.php?id=Fajar-MotorList3644
EMO004546 | FP-01-PM8-HOO-BL70-CF70 |  | MARATHON,HJN1,1OOL2-4,3KW,6.50A, | Installed | PM8.HOO.CF70/SJ22CV00G02 | 3645 | https://www.safesave.info/MIC.php?id=Fajar-MotorList3645
EMO004544 | FP-01-PM8-HOO-BL70-EX70 |  | MARATHON,HK315M8,75KW,156A | Installed | PM8.HOO.EX70/SJ22BV00G01/M | 3646 | https://www.safesave.info/MIC.php?id=Fajar-MotorList3646
EMO004543 | FP-01-PM8-HOO-BL70-EX71 |  | MARATHON,HJN1,315M4,132KW,241A,4P,280V | Installed | PM8.HOO.EX71/SJ19BV00G01/M | 3647 | https://www.safesave.info/MIC.php?id=Fajar-MotorList3647
EMO004545 | FP-01-PM8-HOO-BL70-SF70 |  | MARATHON,HJN1,315S-4,110KW,201A,4P,380V | Installed | PM8.HOO.SF70/SJ22CV00G01/M | 3648 | https://www.safesave.info/MIC.php?id=Fajar-MotorList3648
EMO004547 | FP-01-PM8-HOO-BL80-EX80 |  | MARATHON,HJN1,160L4,15KW,29.6A,4P,380V | Installed | PM8.HOO.EX80/SZ01PV00G01/M | 3649 | https://www.safesave.info/MIC.php?id=Fajar-MotorList3649
EMO004548 | FP-01-PM8-HOO-BL90-EX90 |  | MARATHON,HJN1,225S-4,37KW,69.7A,4P,380V | Installed | PM8.HOO.EX90/M | 3650 | https://www.safesave.info/MIC.php?id=Fajar-MotorList3650
EMO004549 | FP-01-PM8-HOO-LD01 |  | BAUER,ZO15B9HN4Nm,180VDC,0.24A, | Installed | PM8.HOO/LD-01/M | 3651 | https://www.safesave.info/MIC.php?id=Fajar-MotorList3651
EMO004550 | FP-01-PM8-HOO-LD02 |  | BAUER,BK60-11U/D09XA4,3KW,400V,6.8A,14RPM | Installed | PM8.HOO/LD-02/M | 3652 | https://www.safesave.info/MIC.php?id=Fajar-MotorList3652
EMO004551 | FP-01-PM8-HOO-LD03 |  | BAUER,BK60-11U/D09XA4,3KW,400V,6.8A,14RPM | Installed | PM8.HOO/LD-03/M | 3653 | https://www.safesave.info/MIC.php?id=Fajar-MotorList3653
EMO004552 | FP-01-PM8-HOO-LD04 |  | BAUER,BK60-11U/D09XA4,3KW,400V,6.8A,14RPM | Installed | PM8.HOO/LD-04/M | 3654 | https://www.safesave.info/MIC.php?id=Fajar-MotorList3654
EMO004553 | FP-01-PM8-HOO-LD05 |  | BAUER,BK60-11U/D09XA4,3KW,400V,6.8A,14RPM | Installed | PM8.HOO/LD-05/M | 3655 | https://www.safesave.info/MIC.php?id=Fajar-MotorList3655
EMO004554 | FP-01-PM8-HOO-LD06 |  | BAUER,BK60-11U/D09XA4,3KW,400V,6.8A,14RPM | Installed | PM8.HOO/LD-06/M | 3656 | https://www.safesave.info/MIC.php?id=Fajar-MotorList3656
EMO004555 | FP-01-PM8-HOO-LD07 |  | BAUER,BK60-11U/D09XA4,3KW,400V,6.8A,14RPM | Installed | PM8.HOO/LD-07/M | 3657 | https://www.safesave.info/MIC.php?id=Fajar-MotorList3657
EMO004610 | FP-01-PM8-WRE-BTWR-DO01 |  | BAUER,BK60-11U/D09XA4,3KW,400V,6.8A,14RPM | Installed | PM8.W–BR–3/DO/GM/M | 3658 | https://www.safesave.info/MIC.php?id=Fajar-MotorList3658
EMO004382 | FP-01-PM8-HYD-T920-P921 |  | ABB,M2BA120L-4,22KW,43A,380V,4P | Installed | PM8.HYD.P921/M | 3659 | https://www.safesave.info/MIC.php?id=Fajar-MotorList3659
EMO004386 | FP-01-PM8-HYD-T920-P922 |  | OYSTROMBERG,ABHXUR,368G2,180M48,22KW,43A,4P,380V | Installed | PM8.HYD.P922/M | 3660 | https://www.safesave.info/MIC.php?id=Fajar-MotorList3660
EMO004387 | FP-01-PM8-HYD-T920-P923 |  | OYSTROMBERG,ABHXUR,328A2B3,160L4-2,15KW,30A,4P,380V | Installed | PM8.HYD.P923/M | 3661 | https://www.safesave.info/MIC.php?id=Fajar-MotorList3661
EMO004385 | FP-01-PM8-HYD-T920-P924 |  | ABB; M2AA 090L; 1.5KW; 3.50A; 4P; 380V | Installed | PM8.HYD.P924/M | 3662 | https://www.safesave.info/MIC.php?id=Fajar-MotorList3662
EMO004383 | FP-01-PM8-HYD-T930-P930 |  | AC,MOTOREN,6MBH,FCM,250M4,55KW,4P,380V | Installed | PM8.HYD.P930/M1FP01EH06K25(M) | 3663 | https://www.safesave.info/MIC.php?id=Fajar-MotorList3663
EMO004384 | FP-01-PM8-HYD-T930-P931 |  | AC,MOTOREN,6MBH,FCM,250M4,55KW,4P,380V | Installed | PM8.HYD.P931/M1FP01EH07K25(M) | 3664 | https://www.safesave.info/MIC.php?id=Fajar-MotorList3664
EMO004388 | FP-01-PM8-HYD-T930-P932 |  | AC,MOTOREN,6MBH,FCPA,132M-4,7.5KW,15.3A,4P,380V | Installed | PM8.HYD.P932/M | 3665 | https://www.safesave.info/MIC.php?id=Fajar-MotorList3665
EMO004389 | FP-01-PM8-HYD-T930-P933 |  | AC,MOTOREN,6MBH,FCPA,132M-4,7.5KW,15.3A,4P,380V | Installed | PM8.HYD.P933/M | 3666 | https://www.safesave.info/MIC.php?id=Fajar-MotorList3666
EMO004390 | FP-01-PM8-HYD-T930-P934 |  | AC,MOTOREN,6MBH,FCMP,280M-4,90KW,167.05A,380V,4P | Installed | PM8.HYD.P934/M | 3667 | https://www.safesave.info/MIC.php?id=Fajar-MotorList3667
EMO004391 | FP-01-PM8-HYD-T930-P935 |  | AC,MOTOREN,6MBH,FCMP,280M-4,90KW,167.05A,380V,4P | Installed | PM8.HYD.P935/M | 3668 | https://www.safesave.info/MIC.php?id=Fajar-MotorList3668
EMO004392 | FP-01-PM8-HYD-T940-P940 |  | VEM,MOTOR,K21R,112M-4,4.8KW,480V,4P,8.7A, | Installed | PM8.HYD.P940/M | 3669 | https://www.safesave.info/MIC.php?id=Fajar-MotorList3669
EMO004393 | FP-01-PM8-HYD-T940-P941 |  | OYSTROMBERG,HXUR,225A2V1,4KW,8.7A,4P,380V | Installed | PM8.HYD.P941/M | 3670 | https://www.safesave.info/MIC.php?id=Fajar-MotorList3670
EMO004562 | FP-01-PM8-HYD-T945-P945 |  | HUYER,HMC3,160M,4.11KW,21A,4P,400V | Installed | PM8.HYD/MCL-MJH/M | 3671 | https://www.safesave.info/MIC.php?id=Fajar-MotorList3671
EMO004563 | FP-01-PM8-HYD-T945-P946 |  | BEVI2SIEL,90L4,1.5KW,3.4A,4P | Installed | PM8.MCL.OIL/M | 3672 | https://www.safesave.info/MIC.php?id=Fajar-MotorList3672
EMO004526 | FP-01-PM8-HYD-T950 |  | OLAER,YXL,100L-6,1.5KW,4A,6P,380V | Installed | PM8.AF01/AIRFANCOOLER/M | 3673 | https://www.safesave.info/MIC.php?id=Fajar-MotorList3673
EMO004396 | FP-01-PM8-HYD-T950-P950 |  | OYSTROMBERG,HXUR,22KW,43A,4P,380V | Installed | PM8.HYD.P950/M | 3674 | https://www.safesave.info/MIC.php?id=Fajar-MotorList3674
EMO004397 | FP-01-PM8-HYD-T950-P951 |  | ABB,22KW,40A,4P,380V | Installed | PM8.HYD.P951/M | 3675 | https://www.safesave.info/MIC.php?id=Fajar-MotorList3675
EMO004398 | FP-01-PM8-HYD-T950-P952 |  | ABB,MT100LA,28F,215-4,2.2KW,5.2A,4P,380V | Installed | PM8.HYD.P952/M | 3676 | https://www.safesave.info/MIC.php?id=Fajar-MotorList3676
EMO004421 | FP-01-PM8-HYD-T960-P960 |  | TECO,AEEFLD,F200LC,37KW,71.6A,4P,380V | Installed | PM8.HYD.P960/M | 3677 | https://www.safesave.info/MIC.php?id=Fajar-MotorList3677
EMO004422 | FP-01-PM8-HYD-T960-P961 |  | TECO,AEEFLD,F200LC,37KW,71.6A,4P,380V | Installed | PM8.HYD.P961/M | 3678 | https://www.safesave.info/MIC.php?id=Fajar-MotorList3678
EMO004423 | FP-01-PM8-HYD-T960-P962 |  | TECO,AEEFLD,F200LC,37KW,71.6A,4P,380V | Installed | PM8.HYD.P962/M | 3679 | https://www.safesave.info/MIC.php?id=Fajar-MotorList3679
EMO004424 | FP-01-PM8-HYD-T960-P963 |  | TECO,AEEFPA,F100L,2.2KW,5.12A,4P,380V | Installed | PM8.HYD.P963/M | 3680 | https://www.safesave.info/MIC.php?id=Fajar-MotorList3680
EMO004404 | FP-01-PM8-HYD-T970-P970 |  | ABB,IEC250M,55KW,102A,4P,380V | Installed | PM8.HYD.P970/M | 3681 | https://www.safesave.info/MIC.php?id=Fajar-MotorList3681
EMO004405 | FP-01-PM8-HYD-T970-P971 |  | ABB,IEC250M,55KW,102A,4P,380V | Installed | PM8.HYD.P971/M | 3682 | https://www.safesave.info/MIC.php?id=Fajar-MotorList3682
EMO004406 | FP-01-PM8-HYD-T970-P972 |  | TECO,AEEBK90L-4,1.5KW,3.5A,4P,380V | Installed | PM8.HYD.P972/M | 3683 | https://www.safesave.info/MIC.php?id=Fajar-MotorList3683
EMO004407 | FP-01-PM8-HYD-T970-P973 |  | TECO,AEEBK90L-4,1.5KW,3.5A,4P,380V | Installed | PM8.HYD.P973/M | 3684 | https://www.safesave.info/MIC.php?id=Fajar-MotorList3684
EMO004408 | FP-01-PM8-HYD-T970-P974 |  | ABB,M2QA,132M4A,7.5KW,15.2A,4P,380V | Installed | PM8.HYD.P974/M | 3685 | https://www.safesave.info/MIC.php?id=Fajar-MotorList3685
EMO004409 | FP-01-PM8-HYD-T970-P975 |  | AC MOTOR;380V,50Hz,1.5kW,4P,3.5A | Installed | PM8.HYD.P975/M | 3686 | https://www.safesave.info/MIC.php?id=Fajar-MotorList3686
EMO004523 | FP-01-PM8-HYD-T980 |  | OLAER,YXL100L-6,1.5KW,4A,380V,6P | Installed | PM8.AF02/AIRFANCOOLER/M | 3687 | https://www.safesave.info/MIC.php?id=Fajar-MotorList3687
EMO004425 | FP-01-PM8-HYD-T980-P980 |  | OYSTROMBERGAB,HXUR,405A2,30KW,58A,380V,4P | Installed | PM8.HYD.P980/M | 3688 | https://www.safesave.info/MIC.php?id=Fajar-MotorList3688
EMO004427 | FP-01-PM8-HYD-T980-P981 |  | ABB,HXA180L4,22KW,45A,4P,380V | Installed | PM8.HYD.P981/M | 3689 | https://www.safesave.info/MIC.php?id=Fajar-MotorList3689
EMO004426 | FP-01-PM8-HYD-T980-P982 |  | ABB,HXA200M4,30KW,59A,4P,380V | Installed | PM8.HYD.P982/M | 3690 | https://www.safesave.info/MIC.php?id=Fajar-MotorList3690
EMO004428 | FP-01-PM8-HYD-T980-P983 |  | ABB,M2HA,100 | Installed | PM8.HYD.P983/M | 3691 | https://www.safesave.info/MIC.php?id=Fajar-MotorList3691
EMO004524 | FP-01-PM8-HYD-T990-P990 |  | TATUNG,IK/DB,2910,112M,3.7KW,8.7A,4P | Installed | PM8.HYD.P990/M | 3692 | https://www.safesave.info/MIC.php?id=Fajar-MotorList3692
EMO004525 | FP-01-PM8-HYD-T990-P991 |  | Motor terkunci dalam Panel | Installed | PM8.HYD.P991/M | 3693 | https://www.safesave.info/MIC.php?id=Fajar-MotorList3693
EMO004417 | FP-01-PM8-HYD-T990-P992 |  | Motor terkunci dalam Panel | Installed | PM8.HYD.P992/M | 3694 | https://www.safesave.info/MIC.php?id=Fajar-MotorList3694
EMO004418 | FP-01-PM8-HYD-T995-P995 |  | TATUNG,BBFC,BHHD,180F,18.3KW,37.6A,4P,380V | Installed | PM8.HYD.P995/M | 3695 | https://www.safesave.info/MIC.php?id=Fajar-MotorList3695
EMO004419 | FP-01-PM8-HYD-T995-P996 |  | TATUNG,BBFC,BHHD,180F,18.3KW,37.6A,4P,380V | Installed | PM8.HYD.P996/M | 3696 | https://www.safesave.info/MIC.php?id=Fajar-MotorList3696
EMO004420 | FP-01-PM8-HYD-T995-P997 |  | XUHSENG,BC2290,1/2HP,2P,1.2A,280V | Installed | PM8.HYD.P997/M | 3697 | https://www.safesave.info/MIC.php?id=Fajar-MotorList3697
EMO004527 | FP-01-PM8-LUB-T9A1-P9A1 |  | OYSTROMBERGAB,HXUR,408G2,37KW,71A,4P,380V | Installed | PM8.LUB.P9A1/M | 3698 | https://www.safesave.info/MIC.php?id=Fajar-MotorList3698
EMO004528 | FP-01-PM8-LUB-T9A1-P9A2 |  | ABB,HXA200LB-4,37KW,73A,4P,380V | Installed | PM8.LUB.P9A2/M | 3699 | https://www.safesave.info/MIC.php?id=Fajar-MotorList3699
EMO004529 | FP-01-PM8-LUB-T9B1-P9B1 |  | ABB,M3AA,180ML4,18.5KW,34.5A,4P,380V | Installed | PM8.LUB.P9B1/M | 3700 | https://www.safesave.info/MIC.php?id=Fajar-MotorList3700
EMO004530 | FP-01-PM8-LUB-T9B1-P9B2 |  | ABB,M3AA,180ML4,18.5KW,34.5A,4P,380V | Installed | PM8.LUB.P9B2/M | 3701 | https://www.safesave.info/MIC.php?id=Fajar-MotorList3701
MFB000328 | FP-01-PM8-MCL-BL05 |  | VACUUM FAN;G2002BH19437GH47,G DENVER/SIEMENS,25KW,52A,2P | Installed | PM8/VB.BEAM#1.2.3-BL | 3702 | https://www.safesave.info/MIC.php?id=Fajar-MotorList3702
MFB000329 | FP-01-PM8-MCL-BL06 |  | VACUUM FAN;G2002BH19437GH47,G DENVER/SIEMENS,25KW,52A,2P | Installed | PM8/VB.BEAM#4-BL | 3703 | https://www.safesave.info/MIC.php?id=Fajar-MotorList3703
EMO004564 | FP-01-PM8-PMA-CRN1-CTR1 |  | DEMAG,ZBF112A8-2,0.46/1.90KW,2.50/4.30A,705/2855RPM,380V | Installed | PM8.CRN1.CTR1/M1A | 3704 | https://www.safesave.info/MIC.php?id=Fajar-MotorList3704
EMO004566 | FP-01-PM8-PMA-CRN1-HST1 |  | DEMAG,ZBR132D12-2,1.4/8.9KW,9.6/18.5A,400/2870RPM,380V | Installed | PM8.CRN1.HST1/M | 3705 | https://www.safesave.info/MIC.php?id=Fajar-MotorList3705
EMO004565 | FP-01-PM8-PMA-CRN1-LTR1 |  | DEMAG,ZBF132B82,0.88/3.50KW,4.10/7.7A,8P/2P,380V | Installed | PM8.CRN1.LTR1/M | 3706 | https://www.safesave.info/MIC.php?id=Fajar-MotorList3706
EMO004567 | FP-01-PM8-PMA-CRN2-CTR1 |  | DEMAG,ZBF112A8-2,0.46/1.90KW,2.50/4.30A,705/2855RPM,380V | Installed | PM8.CRN2.CTR1/M1A | 3707 | https://www.safesave.info/MIC.php?id=Fajar-MotorList3707
EMO004569 | FP-01-PM8-PMA-CRN2-HST1 |  | DEMAG,ZBR200B12-2,3.4/21.7KW,23/43A,470/2915RPM,380V | Installed | PM8.CRN2.HST1/M | 3708 | https://www.safesave.info/MIC.php?id=Fajar-MotorList3708
EMO004571 | FP-01-PM8-PMA-CRN2-HST2 |  | DEMAG,KBA112B4,5.2KW,14.2A,1410RPM,4P,380V | Installed | PM8.CRN2.HST2/M_FAST | 3709 | https://www.safesave.info/MIC.php?id=Fajar-MotorList3709
EMO004572 | FP-01-PM8-PMA-CRN2-HST2 |  | DEMAG,KBH225B6,40KW,95A,970RPM,6P,380V | Installed | PM8.CRN2.HST2/M_SLOW | 3710 | https://www.safesave.info/MIC.php?id=Fajar-MotorList3710
EMO004570 | FP-01-PM8-PMA-CRN2-HST3 |  | DEMAG,ZBR200B12-2,3.4/21.7KW,23/43A,470/2915RPM,380V | Installed | PM8.CRN2.HST3/M | 3711 | https://www.safesave.info/MIC.php?id=Fajar-MotorList3711
EMO004568 | FP-01-PM8-PMA-CRN2-LTR1 |  | DEMAG,ZBF132B82,0.88/3.50KW,4.10/7.7A,8P/2P,700/2860RPM,380V | Installed | PM8.CRN2.LTR1/M | 3712 | https://www.safesave.info/MIC.php?id=Fajar-MotorList3712
EMO004574 | FP-01-PM8-PMA-CRN3-CTR1 |  | DEMAG,ZBF112A8-2,0.46/1.90KW,280/430A,705/2855RPM,380V | Installed | PM8.CRN3.CTR1/M1A | 3713 | https://www.safesave.info/MIC.php?id=Fajar-MotorList3713
EMO004575 | FP-01-PM8-PMA-CRN3-HST1 |  | DEMAG,ZBR200B12-2,3.4/21.7KW,23/43A,470/2915RPM,380V | Installed | PM8.CRN3.HST1/M | 3714 | https://www.safesave.info/MIC.php?id=Fajar-MotorList3714
EMO004573 | FP-01-PM8-PMA-CRN3-LTR1 |  | DEMAG,ZBF132B82,0.88/3.50KW,4.10/7.7A,700/2860RPM,8P/2P,380V | Installed | PM8.CRN3.LTR1/M | 3715 | https://www.safesave.info/MIC.php?id=Fajar-MotorList3715
EMO004535 | FP-01-PM8-PRS-PRS1-BL01 |  | MARATHON,HJN1,225M,45KW,81.8A,2P,380V | Installed | PM8.PRS1.BL01/SH19CV00G01 | 3716 | https://www.safesave.info/MIC.php?id=Fajar-MotorList3716
EMO004492 | FP-01-PM8-PRS-PRS1-MD04 |  | MOTOR,AC,IDF-CHK11 800A,500KW,4P,420V | Installed | PM8/PRS1-MD04-KUSTER | 3717 | https://www.safesave.info/MIC.php?id=Fajar-MotorList3717
EMO003906 | FP-01-PM8-PRS-PRS1-TRC2 | 10011018 | MOTOR;400V,135Hz,0.95kW,3.4A,DGK106120 | Installed | PM8.PRS1/TRC2/M | 3718 | https://www.safesave.info/MIC.php?id=Fajar-MotorList3718
EMO004493 | FP-01-PM8-PRS-PRS2-MD05 |  | MOTOR,AC,ICF-CHKM11 770A,750KW,6P,690V | Installed | PM8/PRS-PRS2-MD05 | 3719 | https://www.safesave.info/MIC.php?id=Fajar-MotorList3719
EMO004494 | FP-01-PM8-PRS-PRS2-MD06 |  | MOTOR,AC,ICF-CHKM11 770A,750KW,6P,690V | Installed | PM8/PRS-PRS2-MD06 | 3720 | https://www.safesave.info/MIC.php?id=Fajar-MotorList3720
EMO004517 | FP-01-PM8-REL-MD28 |  | MOTOR,AC,IDF-CHK11 405A,250KW,4P,420V | Installed | PM8/REL-RD01-MD28 | 3721 | https://www.safesave.info/MIC.php?id=Fajar-MotorList3721
EMO004516 | FP-01-PM8-REL-MD29 |  | MOTOR,AC,TIKK 26A,15KW,4P,420V | Installed | PM8/REL-ER05-MD29 | 3722 | https://www.safesave.info/MIC.php?id=Fajar-MotorList3722
EMO004518 | FP-01-PM8-REL-MD33 |  | MOTOR,AC,TIKK 56A,33KW,6P,420V | Installed | PM8/REL-RSD1-MD33 | 3723 | https://www.safesave.info/MIC.php?id=Fajar-MotorList3723
EMO004641 | FP-01-PM8-RHD-STRP |  | SEW,DRS 90M8/2BEI,1.3KW,3.30A,8P,380V | Installed | PM8-STRP-M01 UP/DOWN/M | 3724 | https://www.safesave.info/MIC.php?id=Fajar-MotorList3724
EMO005300 | FP-01-PM8-RHD-STRP |  | AC MOTOR#02;380V,50Hz,0.75kW,4P,1.8A | Installed | PM8-STRP-M02 | 3725 | https://www.safesave.info/MIC.php?id=Fajar-MotorList3725
EMO004643 | FP-01-PM8-RHD-STRP |  | AC MOTOR#03;380V,50Hz,0.75kW,4P,1.8A | Installed | PM8-STRP-M03 | 3726 | https://www.safesave.info/MIC.php?id=Fajar-MotorList3726
EMO004318 | FP-01-PM8-STA-P890 |  | SIEMENS,ICV2,1822B,18.5KW,35.0,4P,400V | Installed | PM8.STA/PM8PV01(M) | 3727 | https://www.safesave.info/MIC.php?id=Fajar-MotorList3727
EMO003847 | FP-01-PM8-STA-P891 | 10028743 | MOTOR,AC,M2AA180M4,ABB,18.5KW,36A,380V | Installed | PM8.STA/PM8PV03(M) | 3728 | https://www.safesave.info/MIC.php?id=Fajar-MotorList3728
EMO004320 | FP-01-PM8-STA-P895 |  | SIEMENS,ICV2,1822B,18.5KW,35.0,4P,400V | Installed | PM8.STA/PM8PV02(M) | 3729 | https://www.safesave.info/MIC.php?id=Fajar-MotorList3729
EMO004329 | FP-01-PM8-STA-SR80 | 10010645 | AC MOTOR;380V,50Hz,1.25kW,4P,2.13A | Installed | PM8.STA/PM8VS01(M) | 3730 | https://www.safesave.info/MIC.php?id=Fajar-MotorList3730
EMO004330 | FP-01-PM8-STA-SR81 | 10010645 | MOTOR,AC,CM143/P4,BOMEC,1.25KW,2.12A,4P | Installed | PM8.STA/PM8VS02(M) | 3731 | https://www.safesave.info/MIC.php?id=Fajar-MotorList3731
EMO004332 | FP-01-PM8-STA-SR82 | 10010645 | MOTOR,AC,CM143/P4,BOMEC,1.25KW,2.12A,4P | Installed | PM8.STA/PM8VS03(M) | 3732 | https://www.safesave.info/MIC.php?id=Fajar-MotorList3732
EMO004332 | FP-01-PM8-STA-SR83 | 10010645 | MOTOR,AC,CM143/P4,BOMEC,1.25KW,2.12A,4P | Installed | PM8.STA/PM8VS04(M) | 3733 | https://www.safesave.info/MIC.php?id=Fajar-MotorList3733
EMO004439 | FP-01-PM8-STC-P710 |  | MARATHON,HJN1,100L2-4,3KW,6.50A,4P,380V | Installed | PM8.STC/CP-001(M) | 3734 | https://www.safesave.info/MIC.php?id=Fajar-MotorList3734
EMO004440 | FP-01-PM8-STC-P711 |  | MARATHON,HJN1,100L2-4,3KW,6.50A,4P,380V | Installed | PM8.STC/CP-002(M) | 3735 | https://www.safesave.info/MIC.php?id=Fajar-MotorList3735
EMO004441 | FP-01-PM8-STC-P720 |  | MARATHON,HJN1,100L2-4,3KW,6.50A,4P,380V | Installed | PM8.STC/CP1-003(M) | 3736 | https://www.safesave.info/MIC.php?id=Fajar-MotorList3736
EMO004442 | FP-01-PM8-STC-P721 |  | MARATHON,HJN1,100L2-4,3KW,6.50A,4P,380V | Installed | PM8.STC/CP2-003(M) | 3737 | https://www.safesave.info/MIC.php?id=Fajar-MotorList3737
EMO004443 | FP-01-PM8-STC-P730 |  | MARATHON,HJN1,112M-4,4KW,8.5A,4P,380V | Installed | PM8.STC/CP1-004(M) | 3738 | https://www.safesave.info/MIC.php?id=Fajar-MotorList3738
EMO004444 | FP-01-PM8-STC-P731 |  | MARATHON,HJN1,112M-4,4KW,8.5A,4P,380V | Installed | PM8.STC/CP2-004(M) | 3739 | https://www.safesave.info/MIC.php?id=Fajar-MotorList3739
EMO004445 | FP-01-PM8-STC-P740 |  | MARATHON,HJN1,112M-4,4KW,8.5A,4P,380V | Installed | PM8.STC/CP1-007(M) | 3740 | https://www.safesave.info/MIC.php?id=Fajar-MotorList3740
EMO004446 | FP-01-PM8-STC-P741 |  | MARATHON,HJN1,112M-4,4KW,8.5A,4P,380V | Installed | PM8.STC/CP2-007(M) | 3741 | https://www.safesave.info/MIC.php?id=Fajar-MotorList3741
EMO004447 | FP-01-PM8-STC-P750 |  | MARATHON,HJN1,180M-2,22KW,40.7A,2P,380V | Installed | PM8.STC/CP1-CT(M) | 3742 | https://www.safesave.info/MIC.php?id=Fajar-MotorList3742
EMO004448 | FP-01-PM8-STC-P751 |  | MARATHON,HJN1,180M-2,22KW,40.7A,2P,380V | Installed | PM8.STC/CP2-CT(M) | 3743 | https://www.safesave.info/MIC.php?id=Fajar-MotorList3743
EMO001688 | FP-01-PM8-STC-VP01 | 10010745 | AC MOTOR;380V,50Hz,11kW,4P,180L,B3 | Installed | PM8.STC/S-SV-10/M | 3744 | https://www.safesave.info/MIC.php?id=Fajar-MotorList3744
EMO004478 | FP-01-PM8-VAS-P610 |  | CUTES,YE3-132-M-4,7.5KW,15A,4P,380V | Installed | PM8.VAS/P-SP-10(M) | 3745 | https://www.safesave.info/MIC.php?id=Fajar-MotorList3745
EMO004479 | FP-01-PM8-VAS-P620 |  | CUTES,YE3-132-M-4,5.5KW,11.2A,4P,380V | Installed | PM8.VAS/P-SP-11(M) | 3746 | https://www.safesave.info/MIC.php?id=Fajar-MotorList3746
EMO004623 | FP-01-PM8-VAS-P630 |  | CUTES,YE3-132-M-4,5.5KW,11.2A,4P,380V | Installed | PM8.VAS/P-SP-12(M) | 3747 | https://www.safesave.info/MIC.php?id=Fajar-MotorList3747
EMO004624 | FP-01-PM8-VAS-P640 |  | CUTES,YE3-132-M-4,7.5KW,15A,4P,380V | Installed | PM8.VAS/P-SP-13(M) | 3748 | https://www.safesave.info/MIC.php?id=Fajar-MotorList3748
EMO004625 | FP-01-PM8-VAS-P650 |  | CUTES,YE3-132-M-4,7.5KW,15A,4P,380V | Installed | PM8.VAS/P-SP-14(M) | 3749 | https://www.safesave.info/MIC.php?id=Fajar-MotorList3749
EMO004626 | FP-01-PM8-VAS-P660 |  | CUTES,YE3-132-M-4,5.5KW,11.2A,4P,380V | Installed | PM8.VAS/P-SP-15(M) | 3750 | https://www.safesave.info/MIC.php?id=Fajar-MotorList3750
EMO004627 | FP-01-PM8-VAS-P670 |  | CUTES,YE3-132-M-4,7.5KW,15A,4P,380V | Installed | PM8.VAS/P-SP-16(M) | 3751 | https://www.safesave.info/MIC.php?id=Fajar-MotorList3751
EMO004628 | FP-01-PM8-VAS-P680 |  | MARATHON,HJN1,160M-4,11KW,22.2A,4P,380V | Installed | PM8.VAS/P-SW-10(M) | 3752 | https://www.safesave.info/MIC.php?id=Fajar-MotorList3752
EMO004186 | FP-01-PM8-VAS-P690 |  | MARATHON,HJN1,200L-4,30KW,57.4A,4P,380V | Installed | PM8.VAS/P-VP-10(M) | 3753 | https://www.safesave.info/MIC.php?id=Fajar-MotorList3753
EMO004187 | FP-01-PM8-VAS-P691 |  | MARATHON,HJN1,200L-4,30KW,57.4A,4P,380V | Installed | PM8.VAS/P-VP-11/M | 3754 | https://www.safesave.info/MIC.php?id=Fajar-MotorList3754
EMO004467 | FP-01-PM8-VAS-VP10 |  | ABB,HXUR808G2,500KW,114A,4P,380V | Installed | PM8.VAS/P-VP-01/M | 3755 | https://www.safesave.info/MIC.php?id=Fajar-MotorList3755
EMO004468 | FP-01-PM8-VAS-VP20 |  | TMEIC,BHKW11,F315H,355KW,85.0A,3KV,4P | Installed | PM8.VAS/P-VP-02/M | 3756 | https://www.safesave.info/MIC.php?id=Fajar-MotorList3756
EMO004469 | FP-01-PM8-VAS-VP30 |  | TMEIC,BHKW11,F315H,355KW,85.0A,3KV,4P | Installed | PM8.VAS/P-VP-03/M | 3757 | https://www.safesave.info/MIC.php?id=Fajar-MotorList3757
EMO004470 | FP-01-PM8-VAS-VP40 |  | TMEIC,BHKW11,F315H,355KW,85.0A,3KV,4P | Installed | PM8.VAS/P-VP-04/M | 3758 | https://www.safesave.info/MIC.php?id=Fajar-MotorList3758
EMO004471 | FP-01-PM8-VAS-VP50 |  | TMEIC,BHKW11,F315H,355KW,85.0A,3KV,4P | Installed | PM8.VAS/P-VP-05/M | 3759 | https://www.safesave.info/MIC.php?id=Fajar-MotorList3759
EMO004472 | FP-01-PM8-VAS-VP60 |  | TMEIC,BHKW11,F315H,355KW,85.0A,3KV,4P | Installed | PM8.VAS/P-VP-06/M | 3760 | https://www.safesave.info/MIC.php?id=Fajar-MotorList3760
EMO004473 | FP-01-PM8-VAS-VP70 |  | TMEIC,BHKW11,F315H,355KW,85.0A,3KV,4P | Installed | PM8.VAS/P-VP-07/M | 3761 | https://www.safesave.info/MIC.php?id=Fajar-MotorList3761
EMO004474 | FP-01-PM8-VAS-VP80 |  | TMEIC,BHKW11,F315H,355KW,85.0A,3KV,4P | Installed | PM8.VAS/P-VP-08/M | 3762 | https://www.safesave.info/MIC.php?id=Fajar-MotorList3762
EMO004475 | FP-01-PM8-VAS-VP90 |  | OYSTROMBERG,HXUR808G2,500KW,114A,3KV | Installed | PM8.VAS/P-VP-09/M | 3763 | https://www.safesave.info/MIC.php?id=Fajar-MotorList3763
EMO004490 | FP-01-PM8-WRE-BTWR-MD02 |  | MOTOR,AC,IDF-CHK11 800A,500KW,4P,420V | Installed | PM8/WRE-BTWR-MD02 | 3764 | https://www.safesave.info/MIC.php?id=Fajar-MotorList3764
EMO003949 | FP-01-PM8-WRE-BTWR-MD03 |  | AC MOTOR;410V,50Hz,710kW,4P,400H,B3 | Installed | PM8/WRE-BTWR-MD03/M | 3765 | https://www.safesave.info/MIC.php?id=Fajar-MotorList3765
EMO004489 | FP-01-PM8-WRE-TPWR-MD01 |  | MOTOR,AC,IDF-CHK11 575A,355KW,4P,420V | Installed | PM8/WRE-TPWR-MD01 | 3766 | https://www.safesave.info/MIC.php?id=Fajar-MotorList3766
EMO004453 | FP-01-PM8-WWS-CU20 |  | TRUWATER,MK160M,11KW,22.5A,4P,380V | Installed | PM8.CU20/C-SV-10/M | 3767 | https://www.safesave.info/MIC.php?id=Fajar-MotorList3767
EMO004454 | FP-01-PM8-WWS-CU21 |  | TRUWATER,MK160M,11KW,22.5A,4P,380V | Installed | PM8.CU21/C-SV-20/M | 3768 | https://www.safesave.info/MIC.php?id=Fajar-MotorList3768
EMO004088 | FP-01-PM8-WWS-P360 |  | MARATHON,HJN1,225,37KW,69.7A,4P,380V | Installed | PM8.WWS/P-19(M) | 3769 | https://www.safesave.info/MIC.php?id=Fajar-MotorList3769
EMO002691 | FP-01-PM8-WWS-P370 |  | MARATHON,HJN1,250M,55KW,99.6A,2P,380V | Installed | PM8.WWS/P-20(M) | 3770 | https://www.safesave.info/MIC.php?id=Fajar-MotorList3770
EMO004090 | FP-01-PM8-WWS-P371 |  | MARATHON,HJN1,280S-4,75KW,67.5A,4P,380V | Installed | PM8.WWS/P-21(M) | 3771 | https://www.safesave.info/MIC.php?id=Fajar-MotorList3771
EMO004126 | FP-01-PM8-WWS-P372 |  | MARATHON,HAA355-2,200KW,54.2A,3KV,2P | Installed | PM8.WWS/P-FW-32(M) | 3772 | https://www.safesave.info/MIC.php?id=Fajar-MotorList3772
EMO004466 | FP-01-PM8-WWS-P373 |  | MARATHON,HJN1,160M2,15KW,28.4A,2P,380V | Installed | PM8.WWS/LH01TP00G01(M) | 3773 | https://www.safesave.info/MIC.php?id=Fajar-MotorList3773
EMO004124 | FP-01-PM8-WWS-P410 |  | MARATHON,HJN1,200L-2,37KW,67.5A,4P,380V | Installed | PM8.WWS/P-FW-30(M) | 3774 | https://www.safesave.info/MIC.php?id=Fajar-MotorList3774
EMO004125 | FP-01-PM8-WWS-P411 |  | MARATHON,HJN1,280S-2,75KW,135A,2P,380V | Installed | PM8.WWS/P-FW-31(M) | 3775 | https://www.safesave.info/MIC.php?id=Fajar-MotorList3775
EMO004184 | FP-01-PM8-WWS-P412 |  | MARATHON,HJN1,180M2,22KW,40.7A,4P,380V | Installed | PM8.WWS/P-33(M) | 3776 | https://www.safesave.info/MIC.php?id=Fajar-MotorList3776
EMO004128 | FP-01-PM8-WWS-P414 |  | MARATHON,HJN1,225M2,45KW,81.8A,4P,380V | Installed | PM8.WWS/P-FW-34(M) | 3777 | https://www.safesave.info/MIC.php?id=Fajar-MotorList3777
EMO004188 | FP-01-PM8-WWS-P460 |  | MARATHON,HJN1,180L-4,22KW,42.4A,4P,380V | Installed | PM8.FWS/P-SV-20(M) | 3778 | https://www.safesave.info/MIC.php?id=Fajar-MotorList3778
EMO004189 | FP-01-PM8-WWS-P461 |  | MARATHON,HJN1,100L2-4,3KW,6.50A,4P,380V | Installed | PM8.FWS/P-SV-21(M) | 3779 | https://www.safesave.info/MIC.php?id=Fajar-MotorList3779
EMO004174 | FP-01-SP8-BRS-A110 |  | MARATHON,HJN1,180L-6,15KW,31.4A,380V,6P | Installed | SP8.BRS/A-C-2(M) | 3780 | https://www.safesave.info/MIC.php?id=Fajar-MotorList3780
EMO004169 | FP-01-SP8-BRS-A120 |  | MARATHON,HJN1,225M2,30KW,39.2A,6P,380V | Installed | SP8.BRS/A-C-3(M) | 3781 | https://www.safesave.info/MIC.php?id=Fajar-MotorList3781
EMO004294 | FP-01-SP8-BRS-A130 |  | MARATHON,HJN1,160L,7.5KW,17A,6P,380V | Installed | SP8.BRS/A-C-4(M) | 3782 | https://www.safesave.info/MIC.php?id=Fajar-MotorList3782
EMO004102 | FP-01-SP8-BRS-P100 |  | MARATHON,HJN1,315M-4,132KW,241A,4P,280V | Installed | SP8.BRS/P-B-8(M) | 3783 | https://www.safesave.info/MIC.php?id=Fajar-MotorList3783
EMO004103 | FP-01-SP8-BRS-P101 |  | MARATHON,HJN1,315L1-4,160KW,4P,288A,380V | Installed | SP8.BRS/P-B-8-2(M) | 3784 | https://www.safesave.info/MIC.php?id=Fajar-MotorList3784
EMO004104 | FP-01-SP8-BRS-P102 |  | MARATHON,HJN1,200L-4,30KW,57.4A,4P,380V | Installed | SP8.BRS/P-B-9(M) | 3785 | https://www.safesave.info/MIC.php?id=Fajar-MotorList3785
EMO004105 | FP-01-SP8-BRS-P103 |  | MARATHON,HAA400-6,200KW,51A,6P,380V | Installed | SP8.BRS/P-B-10(M) | 3786 | https://www.safesave.info/MIC.php?id=Fajar-MotorList3786
EMO004141 | FP-01-SP8-BRS-P104 |  | MARATHON,HJN1,280S-4,75KW,139A,4P,380V | Installed | SP8.BRS/P-WW-1(M) | 3787 | https://www.safesave.info/MIC.php?id=Fajar-MotorList3787
EMO004108 | FP-01-SP8-BRS-P110 |  | MARATHON,HAA400-6,200KW,51A,6P,380V | Installed | SP8.BRS/P-B-13(M) | 3788 | https://www.safesave.info/MIC.php?id=Fajar-MotorList3788
EMO004109 | FP-01-SP8-BRS-P111 |  | MARATHON,HJN1,315S-4,110KW,201A,4P,380V | Installed | SP8.BRS/P-B-14(M) | 3789 | https://www.safesave.info/MIC.php?id=Fajar-MotorList3789
EMO004107 | FP-01-SP8-BRS-P120 |  | MARATHON,HJN1,200L-4,30KW,57.4A,4P,380V | Installed | SP8.BRS/P-B-12(M) | 3790 | https://www.safesave.info/MIC.php?id=Fajar-MotorList3790
EMO004106 | FP-01-SP8-BRS-P130 |  | MARATHON,HJN1,225M-4,45KW,84.4A,380V,4P | Installed | SP8.BRS/P-B-11(M) | 3791 | https://www.safesave.info/MIC.php?id=Fajar-MotorList3791
EMO004342 | FP-01-SP8-BRS-SR30 |  | MARATHON,HJN1,315S-8,55KW,113A,8P,380V (3989) | Installed | SP8.BRS/M-B-8(M) | 3792 | https://www.safesave.info/MIC.php?id=Fajar-MotorList3792
EMO004275 | FP-01-SP8-BRS-TH30-BL01 |  | SIEMENS,ILE1001OEA,022AB4,1.5KW,3.15A,400V,2P | Installed | SP8.BRS/J1PE20BM01V01-M03 | 3793 | https://www.safesave.info/MIC.php?id=Fajar-MotorList3793
EMO005052 | FP-01-SP8-BRS-TH30-BL02 | 10010909 | AC MOTOR;380V,50Hz,1.5kW,2P,90L,B3 | Installed | SP8.BRS/J1PE20BM01V01-M04 | 3794 | https://www.safesave.info/MIC.php?id=Fajar-MotorList3794
EMO004271 | FP-01-SP8-BRS-TH30-DV01 |  | SISEMENS,K169LE,132MF4,7.5KW,25.6A,230VA,4P | Installed | SP8.BRS/J1PE20BM01V01-M01 | 3795 | https://www.safesave.info/MIC.php?id=Fajar-MotorList3795
EMO004110 | FP-01-SP8-EFF-P300 |  | MARATHON,HJN1,315S-4,110KW,201A,4P,380V | Installed | SP8.EFF/P-SS-1(M) | 3796 | https://www.safesave.info/MIC.php?id=Fajar-MotorList3796
EMO004644 | FP-01-SP8-EFF-P301 |  | AC MOTOR;380V,50Hz,55kW,4P | Installed | SP8_EFF_PDP1_M | 3797 | https://www.safesave.info/MIC.php?id=Fajar-MotorList3797
EMO004111 | FP-01-SP8-EFF-P305 |  | MARATHON,HJN1,315S-4,110KW,201A,4P,380V | Installed | SP8.EFF/P-SS-2(M) | 3798 | https://www.safesave.info/MIC.php?id=Fajar-MotorList3798
EMO004112 | FP-01-SP8-FWS-P310 |  | MARATHON,HJN1,225M-2,45KW,81.8A,4P,380V | Installed | SP8.FWS/P-FS-1(M) | 3799 | https://www.safesave.info/MIC.php?id=Fajar-MotorList3799
EMO004113 | FP-01-SP8-FWS-P311 |  | MARATHON,HJN1,200L2-2,37KW,67.5A,380V,2P | Installed | SP8.FWS/P-FS-2(M) | 3800 | https://www.safesave.info/MIC.php?id=Fajar-MotorList3800
EMO004114 | FP-01-SP8-FWS-P312 |  | MARATHON,HJN1,200L2-2,37KW,67.5A,380V,2P | Installed | SP8.FWS/P-FS-2-A(M) | 3801 | https://www.safesave.info/MIC.php?id=Fajar-MotorList3801
EMO004177 | FP-01-SP8-OCC-A010 |  | MARATHON,HJN1,225M-6,30KW,39.2A,6P,380V | Installed | SP8.OCC/A-1(M) | 3802 | https://www.safesave.info/MIC.php?id=Fajar-MotorList3802
EMO003249 | FP-01-SP8-OCC-A020 |  | MARATHON,HJN1,160L-6,7.5KW,17A,6P,380V | Installed | SP8.OCC/A-2(M) | 3803 | https://www.safesave.info/MIC.php?id=Fajar-MotorList3803
EMO004172 | FP-01-SP8-OCC-A030 |  | MARATHON,HJN1,200L-6,22KW,45A,6P,380V | Installed | SP8.OCC/A-4-1(M) | 3804 | https://www.safesave.info/MIC.php?id=Fajar-MotorList3804
EMO004171 | FP-01-SP8-OCC-A040 |  | MARATHON,HJN1,200L-6,22KW,45A,6P,380V | Installed | SP8.OCC/A-4(M) | 3805 | https://www.safesave.info/MIC.php?id=Fajar-MotorList3805
EMO004361 | FP-01-SP8-OCC-AP10 |  | TECO,AEBCRA,300KW,310A,6P,3KV,630H | Installed | SP8.OCC/M-2(M) | 3806 | https://www.safesave.info/MIC.php?id=Fajar-MotorList3806
EMO004345 | FP-01-SP8-OCC-CN10 |  | NORD,SK132M4,7.50KW,15.3A,4P,380V | Installed | SP8.OCC/M-1A(M) | 3807 | https://www.safesave.info/MIC.php?id=Fajar-MotorList3807
EMO004355 | FP-01-SP8-OCC-CN11 |  | NORD,DK200L-4,30KW,57.6A,4P | Installed | SP8.OCC/M-1(M) | 3808 | https://www.safesave.info/MIC.php?id=Fajar-MotorList3808
EMO004632 | FP-01-SP8-OCC-DP01-AP11 |  | ABB,M2,BAX,200MLB,22KW,46.7A,4P,380V | Installed | SP8_DP_AP11_M | 3809 | https://www.safesave.info/MIC.php?id=Fajar-MotorList3809
EMO004633 | FP-01-SP8-OCC-DP01-AP12 |  | ABB,M2,BAX,200MLB,22KW,46.7A,4P,380V | Installed | SP8_DP_AP12_M | 3810 | https://www.safesave.info/MIC.php?id=Fajar-MotorList3810
EMO004630 | FP-01-SP8-OCC-DP01-CN12 |  | TAIMEN,180L,22KW,43A,4P,380V | Installed | SP8_DP_CN12_M | 3811 | https://www.safesave.info/MIC.php?id=Fajar-MotorList3811
EMO004631 | FP-01-SP8-OCC-DP01-CN13 |  | TAIMEN,180L,22KW,43A,4P,380V | Installed | SP8_DP_CN13_M | 3812 | https://www.safesave.info/MIC.php?id=Fajar-MotorList3812
EMO004634 | FP-01-SP8-OCC-DP01-MD01 |  | NMI,400LA-BAS,900KW,205A,4P,3KV | Installed | SP8_DP_MD01_M | 3813 | https://www.safesave.info/MIC.php?id=Fajar-MotorList3813
EMO004635 | FP-01-SP8-OCC-DP01-MD02 |  | NMI,400LA-BAS,900KW,205A,4P,3KV | Installed | SP8_DP_MD02_M | 3814 | https://www.safesave.info/MIC.php?id=Fajar-MotorList3814
EMO004636 | FP-01-SP8-OCC-DP01-OU11 |  | BV,4A2-112,N4,B35,4KW,6.28A,4P,400V | Installed | SP8_DP_OU11_M | 3815 | https://www.safesave.info/MIC.php?id=Fajar-MotorList3815
EMO004637 | FP-01-SP8-OCC-DP01-OU12 |  | BV,4A2-112,N4,B35,4KW,6.28A,4P,400V | Installed | SP8_DP_OU12_M | 3816 | https://www.safesave.info/MIC.php?id=Fajar-MotorList3816
EMO004638 | FP-01-SP8-OCC-DP01-PP15 |  | ABB,M3,BP355,LKB81,315KW,611A,6P,IMB3-IMLOOL | Installed | SP8_DP_PP15_M | 3817 | https://www.safesave.info/MIC.php?id=Fajar-MotorList3817
EMO004639 | FP-01-SP8-OCC-DP01-PP16 |  | ABB,M3,BP355,LKB81,315KW,611A,6P,IMB3-IMLOOL | Installed | SP8_DP_PP16_M | 3818 | https://www.safesave.info/MIC.php?id=Fajar-MotorList3818
EMO004449 | FP-01-SP8-OCC-DRS1 |  | SEW,160M,11KW,23A,4P,380V | Installed | SP8.OCC/M-5A(M) | 3819 | https://www.safesave.info/MIC.php?id=Fajar-MotorList3819
EMO005019 | FP-01-PM8-WRE-BTWR-DO08 |  | AC MOTOR;380V,50Hz,0.37kW,6P | Installed | PM8.WR–2–2/M | 3820 | https://www.safesave.info/MIC.php?id=Fajar-MotorList3820
EMO004450 | FP-01-SP8-OCC-DRS2 |  | SEW,160M,11KW,23A,4P,380V | Installed | SP8.OCC/M-5B(M) | 3821 | https://www.safesave.info/MIC.php?id=Fajar-MotorList3821
EMO004606 | FP-01-PM8-WRE-TPWR-DO03 | 10036587 | AC MOTOR;380V,50Hz,0.15kW,8P,80M,B5 | Installed | PM8.W-DR-2–2/M | 3822 | https://www.safesave.info/MIC.php?id=Fajar-MotorList3822
EMO004367 | FP-01-SP8-OCC-FR10 |  | MARATHON,HJN1,355M1-8,132KW,264A,8P,380V | Installed | SP8.OCC/M-10A/M | 3823 | https://www.safesave.info/MIC.php?id=Fajar-MotorList3823
EMO004368 | FP-01-SP8-OCC-FR11 |  | MARATHON,HJN1,355M1-8,132KW,264A,8P,380V | Installed | SP8.OCC/M-10B(M) | 3824 | https://www.safesave.info/MIC.php?id=Fajar-MotorList3824
EMO004369 | FP-01-SP8-OCC-FR12 |  | MARATHON,HJN1,355M1-8,132KW,264A,8P,380V | Installed | SP8.OCC/M-11A(M) | 3825 | https://www.safesave.info/MIC.php?id=Fajar-MotorList3825
EMO004370 | FP-01-SP8-OCC-FR13 |  | MARATHON,HJN1,355M1-8,132KW,264A,8P,380V | Installed | SP8.OCC/M-11B(M) | 3826 | https://www.safesave.info/MIC.php?id=Fajar-MotorList3826
EMO004362 | FP-01-SP8-OCC-OU10 |  | MITSUBISHI,SF-PRO132M6,5.5KW,12.2A,6P,380V | Installed | SP8.OCC/M-2/OU | 3827 | https://www.safesave.info/MIC.php?id=Fajar-MotorList3827
EMO004062 | FP-01-SP8-OCC-P010 |  | MARATHON,HAA450-6,355KW,88.4A,3KV,6P | Installed | SP8.OCC/P-3(M) | 3828 | https://www.safesave.info/MIC.php?id=Fajar-MotorList3828
EMO004064 | FP-01-SP8-OCC-P020 |  | MARATHON,HAA400-6,315KW,79.6A,3KV,6P | Installed | SP8.OCC/P-5(M) | 3829 | https://www.safesave.info/MIC.php?id=Fajar-MotorList3829
EMO004086 | FP-01-SP8-OCC-P030 |  | MARATHON,HJN1,280S-4,75KW,139A,4P,380V | Installed | SP8.OCC/P-17(M) | 3830 | https://www.safesave.info/MIC.php?id=Fajar-MotorList3830
EMO004087 | FP-01-SP8-OCC-P040 |  | MARATHON,HJN1,280S-4,75KW,139A,4P,380V | Installed | SP8.OCC/P-18(M) | 3831 | https://www.safesave.info/MIC.php?id=Fajar-MotorList3831
EMO004082 | FP-01-SP8-OCC-P080 |  | MARATHON,HK315M-4,132KW,244A,280V,4P | Installed | SP8.OCC/M-29(M) | 3832 | https://www.safesave.info/MIC.php?id=Fajar-MotorList3832
EMO004084 | FP-01-SP8-OCC-P090 |  | MARATHON,HK315M-4,132KW,244A,280V,4P | Installed | SP8.OCC/M-30(M) | 3833 | https://www.safesave.info/MIC.php?id=Fajar-MotorList3833
EMO003972 | FP-01-SP8-OCC-PAL1 |  | MARATHON,HJN1,355M1,160KW,29.1A,6P,380V | Installed | SP8.OCC/M-6A(M) | 3834 | https://www.safesave.info/MIC.php?id=Fajar-MotorList3834
EMO004487 | FP-01-SP8-OCC-PAL1-SW01 |  | SEW,BRE160MJ1,11KW,23A,4P,380V | Installed | SP8.OCC/M-6A | 3835 | https://www.safesave.info/MIC.php?id=Fajar-MotorList3835
EMO003973 | FP-01-SP8-OCC-PAL2 |  | MARATHON,HJN1,355M1,160KW,29.1A,6P,380V | Installed | SP8.OCC/M-6B(M) | 3836 | https://www.safesave.info/MIC.php?id=Fajar-MotorList3836
EMO004488 | FP-01-SP8-OCC-PAL2-SW01 |  | SEW,BRE160MJA,11KW,23A,4P,380V | Installed | SP8.OCC/M-6B | 3837 | https://www.safesave.info/MIC.php?id=Fajar-MotorList3837
EMO004060 | FP-01-SP8-OCC-PP10 |  | MARATHON,HJN1,315L-4,160KW,4P,288A,380V | Installed | SP8.OCC/P-1A(M) | 3838 | https://www.safesave.info/MIC.php?id=Fajar-MotorList3838
EMO004341 | FP-01-SP8-OCC-PP11 |  | MARATHON,HJN1,315L-4,160KW,4P,288A,380V | Installed | SP8.OCC/P-1B(M) | 3839 | https://www.safesave.info/MIC.php?id=Fajar-MotorList3839
EMO003138 | FP-01-SP8-OCC-PP12 |  | TECO,AEEBKB,EH-315SB,132KW,242A,4P | Installed | SP8.OCC/M-31A(M) | 3840 | https://www.safesave.info/MIC.php?id=Fajar-MotorList3840
EMO003084 | FP-01-SP8-OCC-PP13 | 10011053 | AC MOTOR;380V,50Hz,132kW,4P,315S,B3 | Installed | SP8.OCC/M-31B(M) | 3841 | https://www.safesave.info/MIC.php?id=Fajar-MotorList3841
EMO001576 | FP-01-SP8-OCC-PP14 |  | MARATHON,HJN1,250M-4,55KW,103A,4P,380V | Installed | SP8.OCC/P-4(M) | 3842 | https://www.safesave.info/MIC.php?id=Fajar-MotorList3842
EMO004363 | FP-01-SP8-OCC-RAGG |  | SEW,DRS112M4,DESHFTH,4KW,8.4A,4P,380V | Installed | SP8.OCC/M-3(M) | 3843 | https://www.safesave.info/MIC.php?id=Fajar-MotorList3843
EMO004364 | FP-01-SP8-OCC-ROPE |  | HITACHI,TFOA,LKK4P,11KW,23A,4P,380V | Installed | SP8.OCC/M-4(M) | 3844 | https://www.safesave.info/MIC.php?id=Fajar-MotorList3844
EMO004357 | FP-01-SP8-OCC-SR10 |  | MARATHON,HJN1,75KW,154A,315M8,8P,380V | Installed | SP8.OCC/M-12(M) | 3845 | https://www.safesave.info/MIC.php?id=Fajar-MotorList3845
EMO004358 | FP-01-SP8-OCC-SR11 |  | MARATHON,HJN1,315M-6,90KW,169A,6P,380V | Installed | SP8.OCC/M-13(M) | 3846 | https://www.safesave.info/MIC.php?id=Fajar-MotorList3846
EMO004359 | FP-01-SP8-OCC-SR12 |  | MARATHON,HJN1,315S-4,110KW,201A,4P,380V | Installed | SP8.OCC/M-14A(M) | 3847 | https://www.safesave.info/MIC.php?id=Fajar-MotorList3847
EMO004360 | FP-01-SP8-OCC-SR13 |  | MARATHON,HJN1,315S-4,110KW,201A,4P,380V | Installed | SP8.OCC/M-14B(M) | 3848 | https://www.safesave.info/MIC.php?id=Fajar-MotorList3848
EMO004371 | FP-01-SP8-OCC-SR20 |  | MARATHON,HJN1,355,M2-8,160KW,319A,8P,380V | Installed | SP8.OCC/M-22A(M) | 3849 | https://www.safesave.info/MIC.php?id=Fajar-MotorList3849
EMO004372 | FP-01-SP8-OCC-SR21 |  | MARATHON,HJN1,355,M2-8,160KW,319A,8P,380V | Installed | SP8.OCC/M-22B(M) | 3850 | https://www.safesave.info/MIC.php?id=Fajar-MotorList3850
EMO004373 | FP-01-SP8-OCC-SR22 |  | MARATHON,HJN1,355,M2-8,160KW,319A,8P,380V | Installed | SP8.OCC/M-23A(M) | 3851 | https://www.safesave.info/MIC.php?id=Fajar-MotorList3851
EMO004374 | FP-01-SP8-OCC-SR23 |  | MARATHON,HJN1,355,M2-8,160KW,319A,8P,380V | Installed | SP8.OCC/M-23B(M) | 3852 | https://www.safesave.info/MIC.php?id=Fajar-MotorList3852
EMO004375 | FP-01-SP8-OCC-SR24 |  | MARATHON,HJN1,315M8,75KW,154A,8P,380V | Installed | SP8.OCC/M-24A(M) | 3853 | https://www.safesave.info/MIC.php?id=Fajar-MotorList3853
EMO004376 | FP-01-SP8-OCC-SR25 |  | MARATHON,HJN1,315M8,75KW,154A,8P,380V | Installed | SP8.OCC/M-25A(M) | 3854 | https://www.safesave.info/MIC.php?id=Fajar-MotorList3854
EMO004277 | FP-01-SP8-OCC-TH10-DV01 |  | SEW,DRE132M/4,5.5KW,11.10A,4P,380V | Installed | TH10.DV01/E1NB01BM01V01-M01 | 3855 | https://www.safesave.info/MIC.php?id=Fajar-MotorList3855
EMO004278 | FP-01-SP8-OCC-TH10-SCC1 |  | ASEA; 160M; 11KW; 22A; 4P; 380V | Installed | TH10.SCC1/E1NB01BM01V01-M02 | 3856 | https://www.safesave.info/MIC.php?id=Fajar-MotorList3856
EMO004129 | FP-01-SP8-OCC-TH10-SW01 |  | SEW,DRE112M6BESHF,1.5A,3.7KW,4P,380V | Installed | TH10.SW01/E1NB01BM01V01-M03(M) | 3857 | https://www.safesave.info/MIC.php?id=Fajar-MotorList3857
EMO004279 | FP-01-SP8-OCC-TH11-DV01 |  | SEW,DRE132MC4,7.5KW,15.60A,4P,380V | Installed | TH11.DV01/E1NB02BM01V01-M01 | 3858 | https://www.safesave.info/MIC.php?id=Fajar-MotorList3858
EMO004280 | FP-01-SP8-OCC-TH11-SCC1 |  | ABB; 160S; 12.5KW; 4P; 380V | Installed | TH11.SCC1/E1NB02BM01V01-M02 | 3859 | https://www.safesave.info/MIC.php?id=Fajar-MotorList3859
EMO004130 | FP-01-SP8-OCC-TH11-SW01 |  | SEW,DRE112M6BESHF,1.5A,3.7KW,4P,380V | Installed | TH11.SW01/E1NB02BM01V01-M03 | 3860 | https://www.safesave.info/MIC.php?id=Fajar-MotorList3860
EMO004484 | FP-01-SP8-RJS-CL40 |  | SEW; 90L4; 2.2KW; 4.95A; 4P;380V | Installed | SP8.RJS/M-R-1(M) | 3861 | https://www.safesave.info/MIC.php?id=Fajar-MotorList3861
EMO004095 | FP-01-SP8-RJS-P140 |  | MARATHON,HJN1,132-S4,515KW,11.6A,4P,380V | Installed | SP8.RJS/P-R-1/PJ10 DCS(M) | 3862 | https://www.safesave.info/MIC.php?id=Fajar-MotorList3862
EMO004148 | FP-01-SP8-RJS-P150 |  | MARATHON,HJN1,180M-4,18.5KW,35.8A,4P,380V | Installed | SP8.RJS/P-R-2(P-30)/PJ20DCS(M) | 3863 | https://www.safesave.info/MIC.php?id=Fajar-MotorList3863
EMO004343 | FP-01-SP8-RJS-SR40 |  | SUMITOMO,TC-EFX,V132S,5.5KW,11.4A,4P,380V | Installed | SP8.RJS/M-R-2(M) | 3864 | https://www.safesave.info/MIC.php?id=Fajar-MotorList3864
EMO004344 | FP-01-SP8-RJS-TH40 |  | MARATHON,LVP280S-4,75KW,141A,4P,380V | Installed | SP8.RJS/M-R-3(M) | 3865 | https://www.safesave.info/MIC.php?id=Fajar-MotorList3865
EMO004076 | FP-01-SP8-WWS-P320 |  | MARATHON,HJN1,315S-4,110KW,201A,4P,380V | Installed | SP8.WWS/P-W-2(M) | 3866 | https://www.safesave.info/MIC.php?id=Fajar-MotorList3866
EMO004640 | FP-01-SP8-WWS-P321 | 10027147 | MOTORAC,HXUR,STROMBERG,90KW,173A,4P380V | Installed | SP8.WWS/P-W-3(M) | 3867 | https://www.safesave.info/MIC.php?id=Fajar-MotorList3867
EMO004066 | FP-01-SP8-WWS-P322 |  | MARATHON,HAA450-6,355KW,88.4A,3000V,991RPM | Installed | SP8.WWS/P7A(M) | 3868 | https://www.safesave.info/MIC.php?id=Fajar-MotorList3868
EMO004067 | FP-01-SP8-WWS-P323 |  | MARATHON,HAA450-6,355KW,88.4A,3000V,991RPM | Installed | SP8.WWS/P7B(M) | 3869 | https://www.safesave.info/MIC.php?id=Fajar-MotorList3869
EMO004081 | FP-01-SP8-WWS-P324 |  | MARATHON,HJN1,555M,160KW,291A,4P,380V, 990RPM | Installed | SP8.WWS/P-W-6/P330 DCS | 3870 | https://www.safesave.info/MIC.php?id=Fajar-MotorList3870
EMO004065 | FP-01-SP8-WWS-P331 |  | MARATHON,HJN1,315L-6,110KW,206A,985RPM,380V | Installed | SP8.WWS/P6(M) | 3871 | https://www.safesave.info/MIC.php?id=Fajar-MotorList3871
EMO004068 | FP-01-SP8-WWS-P332 |  | MARATHON,HAA355-4,250KW,61.2A,4P,3000V | Installed | SP8.WWS/P8(M) | 3872 | https://www.safesave.info/MIC.php?id=Fajar-MotorList3872
EMO004069 | FP-01-SP8-WWS-P333 |  | MARATHON,HJN1,280M-4,90KW,167A,4P,380V | Installed | SP8.WWS/P9(M) | 3873 | https://www.safesave.info/MIC.php?id=Fajar-MotorList3873
EMO004070 | FP-01-SP8-WWS-P334 |  | MARATHON,HJN1-4,30KW,57.4A,4P,380V | Installed | SP8.WWS/P10(M) | 3874 | https://www.safesave.info/MIC.php?id=Fajar-MotorList3874
EMO004071 | FP-01-SP8-WWS-P335 |  | MARATHON,HJN1,180M-4,18.5KW,35.8A,4P,380V | Installed | SP8.WWS/P11(M) | 3875 | https://www.safesave.info/MIC.php?id=Fajar-MotorList3875
EMO004072 | FP-01-SP8-WWS-P336 |  | MARATHON,HJN1,280S-4,75KW,139A,4P,380V | Installed | SP8.WWS/P12(M) | 3876 | https://www.safesave.info/MIC.php?id=Fajar-MotorList3876
EMO004073 | FP-01-SP8-WWS-P337 |  | MARATHON,HJN1,225S-4,37KW,68.7A,4P,380V | Installed | SP8.WWS/P13(M) | 3877 | https://www.safesave.info/MIC.php?id=Fajar-MotorList3877
EMO004074 | FP-01-SP8-WWS-P338 |  | MARATHON,HJN1,280S-4,75KW,159A,4P,380V | Installed | SP8.WWS/P14(M) | 3878 | https://www.safesave.info/MIC.php?id=Fajar-MotorList3878
EMO004078 | FP-01-SP8-WWS-P340 |  | MARATHON,HAA400-6,200KW,51A,6P,3000V,990RPM | Installed | SP8.WWS/P-W-4(M) | 3879 | https://www.safesave.info/MIC.php?id=Fajar-MotorList3879
EMO004154 | FP-01-SP8-WWS-P341 |  | MARATHON,HAA450-6,355KW,88.4A,3000V,991RPM | Installed | SP8_WWS_P341_M | 3880 | https://www.safesave.info/MIC.php?id=Fajar-MotorList3880
EMO004075 | FP-01-SP8-WWS-P350 |  | MARATHON,HJN1,250M-2,55KW,99.6A,2P,380V | Installed | SP8.WWS/P-W-1(M) | 3881 | https://www.safesave.info/MIC.php?id=Fajar-MotorList3881
EMO004079 | FP-01-SP8-WWS-P351 |  | MARATHON,HAA355-2,200KW,54.2A,3KV,2P | Installed | SP8.WWS/P-W-5-1(M) | 3882 | https://www.safesave.info/MIC.php?id=Fajar-MotorList3882
EMO004080 | FP-01-SP8-WWS-P352 |  | MARATHON,HAA355-2,200KW,54.2A,3KV,2P | Installed | SP8.WWS/P-W-5-2(M) | 3883 | https://www.safesave.info/MIC.php?id=Fajar-MotorList3883
EMO003976 | FP-01-PM8-FWS-P512 |  | AC MOTOR;380V,50Hz,0.75kW,4P | Installed | PM8.FWS/P512/M | 3884 | https://www.safesave.info/MIC.php?id=Fajar-MotorList3884
EMO003974 | FP-01-PM8-FWS-P510 |  | AC MOTOR;380V,50Hz,1.5kW,4P | Installed | PM8.FWS/P510/E | 3885 | https://www.safesave.info/MIC.php?id=Fajar-MotorList3885
EMO003975 | FP-01-PM8-FWS-P511 |  | AC MOTOR;380V,50Hz,0.75kW,4P | Installed | PM8.FWS/P511/E | 3886 | https://www.safesave.info/MIC.php?id=Fajar-MotorList3886
EMO004519 | FP-01-PM8-CUT-RWD1-MD34 | 10008590 | GEAR MOTOR,BENZLER,7,25:1,11KW,1450/200 | Installed | PM8.PRS/WI-RR-1-DS/M | 3887 | https://www.safesave.info/MIC.php?id=Fajar-MotorList3887
EMO004557 | FP-01-PM8-CUT-RWD1-MD35 |  | MOTOR,AC,M2AA 160M,11KW,4P,380V | Installed | PM8.PRS/WI-RR-2-TS/M | 3888 | https://www.safesave.info/MIC.php?id=Fajar-MotorList3888
EMO004558 | FP-01-PM8-CUT-RWD1-MD36 |  | MOTOR,AC,M2AA 160M,15KW,2P,380V | Installed | PM8.CUT/WI–ER–1/M | 3889 | https://www.safesave.info/MIC.php?id=Fajar-MotorList3889
EMO004906 | FP-01-PM8-DRY-SZPR-SHCR | 10022654 | AC MOTOR;380V,50Hz,22kW,4P,180M,B3 | Installed | PM8.SZPR-SHCR/E | 3890 | https://www.safesave.info/MIC.php?id=Fajar-MotorList3890
EMO004410 | FP-01-PM8-HYD-T970-P976 |  | AC MOTOR;380V,50Hz,1.5kW,4P,3.5A | Installed | PM8.HYD/GEAR.LUB2.CALENDER/M | 3891 | https://www.safesave.info/MIC.php?id=Fajar-MotorList3891
| FP-01-PM8-HYD-T920- |  |  |  |  | 3892 | https://www.safesave.info/MIC.php?id=Fajar-MotorList3892
EMO004381 | FP-01-PM8-HYD-T920-P920 |  | AC MOTOR;380V,50Hz,22kW,4P,43A | Installed | PM8.HYD.P920/M | 3893 | https://www.safesave.info/MIC.php?id=Fajar-MotorList3893
EMO005123 | FP-01-SP8-OCC-DP01-PP15 |  | AC MOTOR;380V,50Hz,3kW,4P,100L,B5 | Installed | SP8_DP_PP15/FAN/M | 3894 | https://www.safesave.info/MIC.php?id=Fajar-MotorList3894
EMO005124 | FP-01-SP8-OCC-DP01-PP16 |  | AC MOTOR;380V,50Hz,3kW,4P,100L,B5 | Installed | SP8_DP_PP16/FAN/M | 3895 | https://www.safesave.info/MIC.php?id=Fajar-MotorList3895
MGM000941 | FP-01-PM8-DRY-TAIL-THR1 |  | GR.MOTOR;2.2KW,5.2A,4P,380V | Installed | PM8.DRY/THR1/GM | 3896 | https://www.safesave.info/MIC.php?id=Fajar-MotorList3896
MGM000419 | FP-01-SP8-OCC-DP01-CN14 | 10008590 | GEAR MOTOR,BENZLER,7,25:1,11KW,1450/200 | Installed | PM8.RHD.M2007/CN14/GM | 3897 | https://www.safesave.info/MIC.php?id=Fajar-MotorList3897
MGM000954 | FP-01-SP8-OCC-DP01-CN15 | 10034854 | GR.MOTOR;22kW,i=57.63,D169-LES180ZLJ4E | Installed | SP8_DP_CN15/GM | 3898 | https://www.safesave.info/MIC.php?id=Fajar-MotorList3898
EMO005003 | FP-01-SP8-OCC-DP01-LRC1 | 10035729 | AC MOTOR;380V,50Hz,55kW,4P,250M,B3 | Installed | SP8.LRC1/COMPACTOR1/M | 3899 | https://www.safesave.info/MIC.php?id=Fajar-MotorList3899
EMO005004 | FP-01-SP8-OCC-DP01-LRC2 | 10035729 | AC MOTOR;380V,50Hz,55kW,4P,250M,B3 | Installed | SP8.LRC2/COMPACTOR2/M | 3900 | https://www.safesave.info/MIC.php?id=Fajar-MotorList3900
EMO005120 | FP-01-PM8-VAS-VP50-OU05 |  | AC MOTOR;380V,50Hz,1.1kW,4P,90M,B3 | Installed | PM8.VAS/P-VP-05/OU-GB/M | 3901 | https://www.safesave.info/MIC.php?id=Fajar-MotorList3901
EMO005119 | FP-01-PM8-VAS-VP40-OU04 |  | AC MOTOR;380V,50Hz,1.1kW,4P,90M,B3 | Installed | PM8.VAS/P-VP-04/OU-GB/M | 3902 | https://www.safesave.info/MIC.php?id=Fajar-MotorList3902
EMO005118 | FP-01-PM8-VAS-VP30-OU03 |  | AC MOTOR;380V,50Hz,1.1kW,4P,90M,B3 | Installed | PM8.VAS/P-VP-03/OU-GB/M | 3903 | https://www.safesave.info/MIC.php?id=Fajar-MotorList3903
EMO005117 | FP-01-PM8-VAS-VP10-OU01 |  | AC MOTOR;380V,50Hz,1.1kW,4P,90M,B3 | Installed | PM8.VAS/P-VP-01/OU-GB/M | 3904 | https://www.safesave.info/MIC.php?id=Fajar-MotorList3904
EMO005121 | FP-01-PM8-VAS-VP90-OU09 |  | AC MOTOR;380V,50Hz,1.1kW,4P,90M,B3 | Installed | PM8.VAS/P-VP-09/OU-GB/M | 3905 | https://www.safesave.info/MIC.php?id=Fajar-MotorList3905
EMO004618 | FP-01-PM8-WRE-BTWR-DO09 | 10028991 | AC MOTOR;380V,50Hz,0.37kW,6P,80M,B5 | Installed | PM8.WR–3–4/M | 3906 | https://www.safesave.info/MIC.php?id=Fajar-MotorList3906
EMO004608 | FP-01-PM8-WRE-TPWR-DO05 | 10028991 | AC MOTOR;380V,50Hz,0.37kW,6P,80M,B5 | Installed | PM8.WR–5–2/M | 3907 | https://www.safesave.info/MIC.php?id=Fajar-MotorList3907
EMO004607 | FP-01-PM8-WRE-TPWR-DO04 | 10028991 | AC MOTOR;380V,50Hz,0.37kW,6P,80M,B5 | Installed | PM8.WR–4–2/M | 3908 | https://www.safesave.info/MIC.php?id=Fajar-MotorList3908
EMO004609 | FP-01-PM8-WRE-TPWR-DO06 | 10028991 | AC MOTOR;380V,50Hz,0.37kW,6P,80M,B5 | Installed | PM8.WR–6–2/M | 3909 | https://www.safesave.info/MIC.php?id=Fajar-MotorList3909
EMO005113 | FP-01-PM8-PRS-PRS1-SM02 | 10037092 | AC MOTOR;380V,50Hz,3kW,4P,100L,B5 | Installed | PM8.P1-FR-5/STRECHER/M | 3910 | https://www.safesave.info/MIC.php?id=Fajar-MotorList3910
EMO005114 | FP-01-PM8-PRS-PRS1-SM03 | 10037092 | AC MOTOR;380V,50Hz,3kW,4P,100L,B5 | Installed | PM8.P1-FR-10/STRECHER/M | 3911 | https://www.safesave.info/MIC.php?id=Fajar-MotorList3911
MGM000900 | FP-01-PM8-RHD-INJP |  | GR.MOTOR;0.75kW,4P,SK 372.1-80L/4 BRE10 | Installed | PM8.RHD.INJP/GM | 3912 | https://www.safesave.info/MIC.php?id=Fajar-MotorList3912
MGM000820 | FP-01-PM8-DRY-GRP1-DO01 | 10033801 | GR.MOTOR;0.37kW,i=252,ZCDG65-252,ABB | Installed | PM8.GRP1/DO.01/GM | 3913 | https://www.safesave.info/MIC.php?id=Fajar-MotorList3913
MGM000821 | FP-01-PM8-DRY-GRP1-DO02 | 10033800 | GR.MOTOR;0.75kW,i=200,TCH750-200S,YUELI | Installed | PM8.GRP1/DO.02/GM | 3914 | https://www.safesave.info/MIC.php?id=Fajar-MotorList3914
MGM000822 | FP-01-PM8-DRY-GRP1-DO03 |  | GR.MOTOR;0.75kW,2.13A,4P,i=1/200 | Installed | PM8.GRP1/DO.03/GM | 3915 | https://www.safesave.info/MIC.php?id=Fajar-MotorList3915
MGM000823 | FP-01-PM8-DRY-GRP1-DO04 |  | GR.MOTOR;0.75kW,2.13A,4P,i=1/200 | Installed | PM8.GRP1/DO.04/GM | 3916 | https://www.safesave.info/MIC.php?id=Fajar-MotorList3916
MGM000824 | FP-01-PM8-DRY-GRP2-DO05 |  | GR.MOTOR;0.75kW,2.13A,4P,i=1/200 | Installed | PM8.GRP2/DO.05/GM | 3917 | https://www.safesave.info/MIC.php?id=Fajar-MotorList3917
MGM000825 | FP-01-PM8-DRY-GRP2-DO06 |  | GR.MOTOR;0.75kW,2.13A,4P,i=1/200 | Installed | PM8.GRP2/DO.06/GM | 3918 | https://www.safesave.info/MIC.php?id=Fajar-MotorList3918
MGM000826 | FP-01-PM8-DRY-GRP2-DO07 |  | GR.MOTOR;0.75kW,2.13A,4P,i=1/200 | Installed | PM8.GRP2/DO.07/GM | 3919 | https://www.safesave.info/MIC.php?id=Fajar-MotorList3919
MGM000827 | FP-01-PM8-DRY-GRP2-DO08 |  | GR.MOTOR;0.75kW,2.13A,4P,i=1/200 | Installed | PM8.GRP2/DO.08/GM | 3920 | https://www.safesave.info/MIC.php?id=Fajar-MotorList3920
MGM000828 | FP-01-PM8-DRY-GRP3-DO09 |  | GR.MOTOR;0.75kW,2.13A,4P,i=1/200 | Installed | PM8.GRP3/DO.09/GM | 3921 | https://www.safesave.info/MIC.php?id=Fajar-MotorList3921
MGM000829 | FP-01-PM8-DRY-GRP3-DO10 |  | GR.MOTOR;0.75kW,2.13A,4P,i=1/200 | Installed | PM8.GRP3/DO.10/GM | 3922 | https://www.safesave.info/MIC.php?id=Fajar-MotorList3922
MGM000830 | FP-01-PM8-DRY-GRP3-DO11 |  | GR.MOTOR;0.75kW,2.13A,4P,i=1/200 | Installed | PM8.GRP3/DO.11/GM | 3923 | https://www.safesave.info/MIC.php?id=Fajar-MotorList3923
MGM000831 | FP-01-PM8-DRY-GRP3-DO12 |  | GR.MOTOR;0.75kW,2.13A,4P,i=1/200 | Installed | PM8.GRP3/DO.12/GM | 3924 | https://www.safesave.info/MIC.php?id=Fajar-MotorList3924
MGM000832 | FP-01-PM8-DRY-GRP3-DO13 |  | GR.MOTOR;0.75kW,2.13A,4P,i=1/200 | Installed | PM8.GRP3/DO.13/GM | 3925 | https://www.safesave.info/MIC.php?id=Fajar-MotorList3925
MGM000833 | FP-01-PM8-DRY-GRP4-DO14 |  | GR.MOTOR;0.75kW,2.13A,4P,i=1/200 | Installed | PM8.GRP4/DO.14/GM | 3926 | https://www.safesave.info/MIC.php?id=Fajar-MotorList3926
MGM000834 | FP-01-PM8-DRY-GRP4-DO15 |  | GR.MOTOR;0.75kW,2.13A,4P,i=1/200 | Installed | PM8.GRP4/DO.15/GM | 3927 | https://www.safesave.info/MIC.php?id=Fajar-MotorList3927
MGM000835 | FP-01-PM8-DRY-GRP4-DO16 |  | GR.MOTOR;0.75kW,2.13A,4P,i=1/200 | Installed | PM8.GRP4/DO.16/GM | 3928 | https://www.safesave.info/MIC.php?id=Fajar-MotorList3928
MGM000836 | FP-01-PM8-DRY-GRP4-DO17 |  | GR.MOTOR;0.75kW,2.13A,4P,i=1/200 | Installed | PM8.GRP4/DO.17/GM | 3929 | https://www.safesave.info/MIC.php?id=Fajar-MotorList3929
MGM000837 | FP-01-PM8-DRY-GRP4-DO18 |  | GR.MOTOR;0.75kW,2.13A,4P,i=1/200 | Installed | PM8.GRP4/DO.18/GM | 3930 | https://www.safesave.info/MIC.php?id=Fajar-MotorList3930
MGM000838 | FP-01-PM8-DRY-GRP4-DO19 |  | GR.MOTOR;0.75kW,2.13A,4P,i=1/200 | Installed | PM8.GRP4/DO.19/GM | 3931 | https://www.safesave.info/MIC.php?id=Fajar-MotorList3931
MGM000839 | FP-01-PM8-DRY-GRP5-DO20 |  | GR.MOTOR;0.75kW,2.13A,4P,i=1/200 | Installed | PM8.GRP5/DO.20 | 3932 | https://www.safesave.info/MIC.php?id=Fajar-MotorList3932
MGM000840 | FP-01-PM8-DRY-GRP5-DO21 |  | GR.MOTOR;0.75kW,2.13A,4P,i=1/200 | Installed | PM8.GRP5/DO.21/GM | 3933 | https://www.safesave.info/MIC.php?id=Fajar-MotorList3933
MGM000841 | FP-01-PM8-DRY-GRP5-DO22 |  | GR.MOTOR;0.75kW,2.13A,4P,i=1/200 | Installed | PM8.GRP5/DO.22/GM | 3934 | https://www.safesave.info/MIC.php?id=Fajar-MotorList3934
MGM000842 | FP-01-PM8-DRY-GRP5-DO23 |  | GR.MOTOR;0.75kW,2.13A,4P,i=1/200 | Installed | PM8.GRP5/DO.23/GM | 3935 | https://www.safesave.info/MIC.php?id=Fajar-MotorList3935
MGM000843 | FP-01-PM8-DRY-GRP5-DO24 |  | GR.MOTOR;0.75kW,2.13A,4P,i=1/200 | Installed | PM8.GRP5/DO.24/GM | 3936 | https://www.safesave.info/MIC.php?id=Fajar-MotorList3936
MGM000844 | FP-01-PM8-DRY-GRP5-DO25 |  | GR.MOTOR;0.75kW,2.13A,4P,i=1/200 | Installed | PM8.GRP5/DO.25/GM | 3937 | https://www.safesave.info/MIC.php?id=Fajar-MotorList3937
MGM000845 | FP-01-PM8-DRY-GRP6-DO26 |  | GR.MOTOR;0.75kW,2.13A,4P,i=1/200 | Installed | PM8.GRP6/DO.26/GM | 3938 | https://www.safesave.info/MIC.php?id=Fajar-MotorList3938
MGM000846 | FP-01-PM8-DRY-GRP6-DO27 |  | GR.MOTOR;0.75kW,2.13A,4P,i=1/200 | Installed | PM8.GRP6/DO.27/GM | 3939 | https://www.safesave.info/MIC.php?id=Fajar-MotorList3939
MGM000847 | FP-01-PM8-DRY-GRP6-DO28 |  | GR.MOTOR;0.75kW,2.13A,4P,i=1/200 | Installed | PM8.GRP6/DO.28/GM | 3940 | https://www.safesave.info/MIC.php?id=Fajar-MotorList3940
MGM000848 | FP-01-PM8-DRY-GRP6-DO29 |  | GR.MOTOR;0.75kW,2.13A,4P,i=1/200 | Installed | PM8.GRP6/DO.29/GM | 3941 | https://www.safesave.info/MIC.php?id=Fajar-MotorList3941
MGM000849 | FP-01-PM8-DRY-GRP6-DO30 |  | GR.MOTOR;0.75kW,2.13A,4P,i=1/200 | Installed | PM8.GRP6/DO.30/GM | 3942 | https://www.safesave.info/MIC.php?id=Fajar-MotorList3942
MGM000922 | FP-01-PM8-DRY-GRP6-DO31 | 10033801 | GR.MOTOR;0.37kW,i=252,ZCDG65-252 | Installed | PM8.GRP6/DO.31/GM | 3943 | https://www.safesave.info/MIC.php?id=Fajar-MotorList3943
MGM000851 | FP-01-PM8-DRY-GRP7-DO32 |  | GR.MOTOR;0.75kW,2.13A,4P,i=1/200 | Installed | PM8.GRP7/DO.32/GM | 3944 | https://www.safesave.info/MIC.php?id=Fajar-MotorList3944
MGM000852 | FP-01-PM8-DRY-GRP7-DO33 |  | GR.MOTOR;0.75kW,2.13A,4P,i=1/200 | Installed | PM8.GRP7/DO.33/GM | 3945 | https://www.safesave.info/MIC.php?id=Fajar-MotorList3945
MGM000853 | FP-01-PM8-DRY-GRP7-DO34 |  | GR.MOTOR;0.75kW,2.13A,4P,i=1/200 | Installed | PM8.GRP7/DO.34/GM | 3946 | https://www.safesave.info/MIC.php?id=Fajar-MotorList3946
MGM000854 | FP-01-PM8-DRY-GRP7-DO35 |  | GR.MOTOR;0.75kW,2.13A,4P,i=1/200 | Installed | PM8.GRP7/DO.35/GM | 3947 | https://www.safesave.info/MIC.php?id=Fajar-MotorList3947
MGM000855 | FP-01-PM8-DRY-GRP7-DO36 |  | GR.MOTOR;0.75kW,2.13A,4P,i=1/200 | Installed | PM8.GRP7/DO.36/GM | 3948 | https://www.safesave.info/MIC.php?id=Fajar-MotorList3948
MGM000856 | FP-01-PM8-DRY-GRP8-DO37 |  | GR.MOTOR;0.75kW,2.13A,4P,i=1/200 | Installed | PM8.GRP8/DO.37/GM | 3949 | https://www.safesave.info/MIC.php?id=Fajar-MotorList3949
MGM000857 | FP-01-PM8-DRY-GRP8-DO38 |  | GR.MOTOR;0.75kW,2.13A,4P,i=1/200 | Installed | PM8.GRP8/DO.38/GM | 3950 | https://www.safesave.info/MIC.php?id=Fajar-MotorList3950
MGM000858 | FP-01-PM8-DRY-GRP8-DO39 |  | GR.MOTOR;0.75kW,2.13A,4P,i=1/200 | Installed | PM8.GRP8/DO.39/GM | 3951 | https://www.safesave.info/MIC.php?id=Fajar-MotorList3951
MGM000859 | FP-01-PM8-DRY-GRP8-DO40 |  | GR.MOTOR;0.75kW,2.13A,4P,i=1/200 | Installed | PM8.GRP8/DO.40/GM | 3952 | https://www.safesave.info/MIC.php?id=Fajar-MotorList3952
MGM000860 | FP-01-PM8-DRY-GRP8-DO41 |  | GR.MOTOR;0.75kW,2.13A,4P,i=1/200 | Installed | PM8.GRP8/DO.41/GM | 3953 | https://www.safesave.info/MIC.php?id=Fajar-MotorList3953
MGM000861 | FP-01-PM8-DRY-GRP8-DO42 | 10033800 | GR.MOTOR;0.75kW,i=200,TCH750-200S,YUELI | Installed | PM8.GRP8/DO.42/GM | 3954 | https://www.safesave.info/MIC.php?id=Fajar-MotorList3954
MGM000862 | FP-01-PM8-DRY-GRP8-DO43 |  | GR.MOTOR;0.75kW,2.13A,4P,i=1/200 | Installed | PM8.GRP8/DO.43/GM | 3955 | https://www.safesave.info/MIC.php?id=Fajar-MotorList3955
MGM000863 | FP-01-PM8-DRY-GRP8-DO44 |  | GR.MOTOR;0.75kW,2.13A,4P,i=1/200 | Installed | PM8.GRP8/DO.44/GM | 3956 | https://www.safesave.info/MIC.php?id=Fajar-MotorList3956
MGM000864 | FP-01-PM8-DRY-GRP8-DO45 | 10033800 | GR.MOTOR;0.75kW,i=200,TCH750-200S,YUELI | Installed | PM8.GRP8/DO.45/GM | 3957 | https://www.safesave.info/MIC.php?id=Fajar-MotorList3957
MGM000865 | FP-01-PM8-DRY-GRP8-DO46 |  | GR.MOTOR;0.75kW,2.13A,4P,i=1/200 | Installed | PM8.GRP8/DO.46/GM | 3958 | https://www.safesave.info/MIC.php?id=Fajar-MotorList3958
MGM000850 | FP-01-PM8-DRY-GRP8-DO47 | 10033801 | GR.MOTOR;0.37kW,i=252,ZCDG65-252,ABB | Installed | PM8.GRP8/DO.47/GM | 3959 | https://www.safesave.info/MIC.php?id=Fajar-MotorList3959
EMO004581 | FP-01-PM8-PMA-CRN2-CTR1 | 10010506 | CRANE MOTOR;380V,50Hz,0.46KW,8P,2.5A | Installed | PM8.CRN2.CTR1/M1B | 3960 | https://www.safesave.info/MIC.php?id=Fajar-MotorList3960
EMO004582 | FP-01-PM8-PMA-CRN2-CTR2 | 10010506 | CRANE MOTOR;380V,50Hz,0.46KW,8P,2.5A | Installed | PM8.CRN2.CTR2/M2A | 3961 | https://www.safesave.info/MIC.php?id=Fajar-MotorList3961
EMO004583 | FP-01-PM8-PMA-CRN2-CTR2 | 10010506 | CRANE MOTOR;380V,50Hz,0.46KW,8P,2.5A | Installed | PM8.CRN2.CTR2/M2B | 3962 | https://www.safesave.info/MIC.php?id=Fajar-MotorList3962
EMO004584 | FP-01-PM8-PMA-CRN2-CTR3 | 10010506 | CRANE MOTOR;380V,50Hz,0.46KW,8P,2.5A | Installed | PM8.CRN2.CTR3/M3A | 3963 | https://www.safesave.info/MIC.php?id=Fajar-MotorList3963
EMO004585 | FP-01-PM8-PMA-CRN2-CTR3 | 10010506 | CRANE MOTOR;380V,50Hz,0.46KW,8P,2.5A | Installed | PM8.CRN2.CTR3/M3B | 3964 | https://www.safesave.info/MIC.php?id=Fajar-MotorList3964
EMO004586 | FP-01-PM8-PMA-CRN2-LTR2 | 10010639 | CRANE MOTOR;380V,50Hz,0.88KW,8P,4.10A | Installed | PM8.CRN2.LTR2/M | 3965 | https://www.safesave.info/MIC.php?id=Fajar-MotorList3965
EMO004580 | FP-01-PM8-PMA-CRN1-LTR2 | 10010639 | CRANE MOTOR;380V,50Hz,0.88KW,8P,4.10A | Installed | PM8.CRN1.LTR2/M | 3966 | https://www.safesave.info/MIC.php?id=Fajar-MotorList3966
EMO004579 | FP-01-PM8-PMA-CRN1-HST2 |  | CRANE MOTOR;380V,50Hz,1.40KW,10P,9.60A | Installed | PM8.CRN1.HST2/M | 3967 | https://www.safesave.info/MIC.php?id=Fajar-MotorList3967
EMO004576 | FP-01-PM8-PMA-CRN1-CTR1 | 10010506 | CRANE MOTOR;380V,50Hz,0.46KW,8P,2.5A | Installed | PM8.CRN1.CTR1/M1B | 3968 | https://www.safesave.info/MIC.php?id=Fajar-MotorList3968
EMO004578 | FP-01-PM8-PMA-CRN1-CTR2 | 10010506 | CRANE MOTOR;380V,50Hz,0.46KW,8P,2.5A | Installed | PM8.CRN1.CTR2/M2B | 3969 | https://www.safesave.info/MIC.php?id=Fajar-MotorList3969
EMO004577 | FP-01-PM8-PMA-CRN1-CTR2 | 10010506 | CRANE MOTOR;380V,50Hz,0.46KW,8P,2.5A | Installed | PM8.CRN1.CTR2/M2A | 3970 | https://www.safesave.info/MIC.php?id=Fajar-MotorList3970
EMO004591 | FP-01-PM8-PMA-CRN3-LTR2 | 10010639 | CRANE MOTOR;380V,50Hz,0.88KW,8P,4.1A | Installed | PM8.CRN3.LTR2/M | 3971 | https://www.safesave.info/MIC.php?id=Fajar-MotorList3971
EMO004590 | FP-01-PM8-PMA-CRN3-HST2 |  | CRANE MOTOR;380V,50Hz,21.7KW,2P,43A | Installed | PM8.CRN3.HST2/M | 3972 | https://www.safesave.info/MIC.php?id=Fajar-MotorList3972
EMO004587 | FP-01-PM8-PMA-CRN3-CTR1 | 10010506 | CRANE MOTOR;380V,50Hz,0.46KW,8P,2.5A | Installed | PM8.CRN3.CTR1/M1B | 3973 | https://www.safesave.info/MIC.php?id=Fajar-MotorList3973
EMO004588 | FP-01-PM8-PMA-CRN3-CTR2 | 10010506 | CRANE MOTOR;380V,50Hz,0.46KW,8P,2.5A | Installed | PM8.CRN3.CTR2/M2A | 3974 | https://www.safesave.info/MIC.php?id=Fajar-MotorList3974
EMO005125 | FP-01-SP8-RJS-TH40 |  | AC MOTOR;380V,50Hz,0.75kW,4P,80M,B3 | Installed | SP8.RJS/M-R-3/BL(M) | 3975 | https://www.safesave.info/MIC.php?id=Fajar-MotorList3975
MGM001045 | FP-01-PM8-RHD-CN24 |  | GR.MOTOR;1.1kW,i=?,SK90S/4,NORD | Installed | PM8.RHD.M3003/CN24/GM | 3976 | https://www.safesave.info/MIC.php?id=Fajar-MotorList3976
MGM001044 | FP-01-PM8-RHD-CN23 |  | GR.MOTOR;2.2kW,i=?,SK 4282AGB-100L/4,NOR | Installed | PM8.RHD.M3004/CN23/GM | 3977 | https://www.safesave.info/MIC.php?id=Fajar-MotorList3977
MGM000908 | FP-01-PM8-RHD-CN22 |  | GR.MOTOR;2.2KW,5.2A,SK 4282AGB-100L/4 | Installed | PM8.RHD.M3005/CN22/GM | 3978 | https://www.safesave.info/MIC.php?id=Fajar-MotorList3978
EMO005126 | FP-01-PM8-VAS-FU60 |  | AC MOTOR;380V,50Hz,11kW,4P,160M,B3 | Installed | PM8.VAS.S-SV-10/M | 3979 | https://www.safesave.info/MIC.php?id=Fajar-MotorList3979
MGM001042 | FP-01-PM8-RHD-CN20 |  | GR.MOTOR;4kW,i=?,SK112M/4,NORD | Installed | PM8.RHD.M2013/CN20/GM | 3980 | https://www.safesave.info/MIC.php?id=Fajar-MotorList3980
MGM001043 | FP-01-PM8-RHD-CN21 |  | GR.MOTOR;4kW,i=?,SK112M/4,NORD | Installed | PM8.RHD.M2014/CN21/GM | 3981 | https://www.safesave.info/MIC.php?id=Fajar-MotorList3981
MGM001047 | FP-01-PM8-RHD-CN26 |  | GR.MOTOR;4kW,i=?,SK112M/4,NORD | Installed | PM8.RHD.M3001/CN26/GM | 3982 | https://www.safesave.info/MIC.php?id=Fajar-MotorList3982
MGM001046 | FP-01-PM8-RHD-CN25 |  | GR.MOTOR;1.1kW,i=?,SK90S/4,NORD | Installed | PM8.RHD.M3002/CN25/GM | 3983 | https://www.safesave.info/MIC.php?id=Fajar-MotorList3983
MGM000897 | FP-01-PM8-RHD-CN01 |  | GR.MOTOR;2.2KW,22RPM,SK 328AGB-100L/4, | Installed | PM8.RHD.CN01/GM | 3984 | https://www.safesave.info/MIC.php?id=Fajar-MotorList3984
MGM000898 | FP-01-PM8-RHD-CN02 |  | GR.MOTOR;1.1kW,22RPM,SK2282AGB-90S/4 | Installed | PM8.RHD.CN02/GM | 3985 | https://www.safesave.info/MIC.php?id=Fajar-MotorList3985
MGM000899 | FP-01-PM8-RHD-CN03 |  | GR.MOTOR;1.1kW,22RPM,SK2282AGB-90S/4 | Installed | PM8.RHD.CN03/GM | 3986 | https://www.safesave.info/MIC.php?id=Fajar-MotorList3986
MGM000901 | FP-01-PM8-RHD-CN04 |  | GR.MOTOR;1.1kW,22RPM,SK2282AGB-90S/4 | Installed | PM8.RHD.CN04/GM | 3987 | https://www.safesave.info/MIC.php?id=Fajar-MotorList3987
MGM000902 | FP-01-PM8-RHD-CN05 |  | GR.MOTOR;1.5KW,22RPM,SK 2282AGB-90L/4 | Installed | PM8.RHD.CN05/GM | 3988 | https://www.safesave.info/MIC.php?id=Fajar-MotorList3988
MGM000905 | FP-01-PM8-RHD-CN06 |  | GR.MOTOR;1.5KW,22RPM,SK 2282AGB-90L/4 | Installed | PM8.RHD.CN06/GM | 3989 | https://www.safesave.info/MIC.php?id=Fajar-MotorList3989
MGM000906 | FP-01-PM8-RHD-CN07 |  | GR.MOTOR;1.1KW 22RPM,SK 2282AGB-90S/4 | Installed | PM8.RHD.CN07/GM | 3990 | https://www.safesave.info/MIC.php?id=Fajar-MotorList3990
MGM001030 | FP-01-PM8-RHD-CN08 |  | GR.MOTOR;1.1kW,i=?,SK90S/4,NORD | Installed | PM8.RHD.M2001/CN08/GM | 3991 | https://www.safesave.info/MIC.php?id=Fajar-MotorList3991
MGM001040 | FP-01-PM8-RHD-CN18 |  | GR.MOTOR;4kW,i=?,SK112M/4,NORD | Installed | PM8.RHD.M2011/CN18/GM | 3992 | https://www.safesave.info/MIC.php?id=Fajar-MotorList3992
MGM001041 | FP-01-PM8-RHD-CN19 |  | GR.MOTOR;4kW,i=?,SK112M/4,NORD | Installed | PM8.RHD.M2012/CN19/GM | 3993 | https://www.safesave.info/MIC.php?id=Fajar-MotorList3993
MGM001033 | FP-01-PM8-RHD-CN11 |  | GR.MOTOR;4kW,i=?,SK112M/4,NORD | Installed | PM8.RHD.M2004/CN11/GM | 3994 | https://www.safesave.info/MIC.php?id=Fajar-MotorList3994
MGM001034 | FP-01-PM8-RHD-CN12 |  | GR.MOTOR;4kW,i=?,SK112M/4,NORD | Installed | PM8.RHD.M2005/CN12/GM | 3995 | https://www.safesave.info/MIC.php?id=Fajar-MotorList3995
MGM001035 | FP-01-PM8-RHD-CN13 |  | GR.MOTOR;4kW,i=?,SK112M/4,NORD | Installed | PM8.RHD.M2006/CN13/GM | 3996 | https://www.safesave.info/MIC.php?id=Fajar-MotorList3996
MGM001036 | FP-01-PM8-RHD-CN14 |  | GR.MOTOR;4kW,i=?,SK112M/4,NORD | Installed | PM8.RHD.M2007/CN14/GM | 3997 | https://www.safesave.info/MIC.php?id=Fajar-MotorList3997
MGM001037 | FP-01-PM8-RHD-CN15 |  | GR.MOTOR;4kW,i=?,SK112M/4,NORD | Installed | PM8.RHD.M2008/CN15/GM | 3998 | https://www.safesave.info/MIC.php?id=Fajar-MotorList3998
MGM001038 | FP-01-PM8-RHD-CN16 |  | GR.MOTOR;4kW,i=?,SK112M/4,NORD | Installed | PM8.RHD.M2009/CN16/GM | 3999 | https://www.safesave.info/MIC.php?id=Fajar-MotorList3999
MGM001039 | FP-01-PM8-RHD-CN17 |  | GR.MOTOR;4kW,i=?,SK112M/4,NORD | Installed | PM8.RHD.M2010/CN17/GM | 4000 | https://www.safesave.info/MIC.php?id=Fajar-MotorList4000
EMO001602 | FP-01-SP8-OCC-RF10 | 10010520 | AC MOTOR;3000V,50Hz,1000kW,12P,560X,B3 | Installed | SP8.OCC.RF10/M | 4001 | https://www.safesave.info/MIC.php?id=Fajar-MotorList4001
EMO004589 | FP-01-PM8-PMA-CRN3-CTR2 |  | CRANE MOTOR;380V,50Hz,0.46KW,8P,2.5A | Installed | PM8.CRN3.CTR2/M2B | 4002 | https://www.safesave.info/MIC.php?id=Fajar-MotorList4002
MFB000388 | FP-01-PM8-MCL-BL07 |  | VACUUM BLOWER;SCL E12 TS GVR,EFFEPIZETA | Installed | PM8.MCL/BEAM#5/V.BLW | 4003 | https://www.safesave.info/MIC.php?id=Fajar-MotorList4003
MFB000389 | FP-01-PM8-MCL-BL08 |  | VACUUM BLOWER;SCL E12 TS GVR,EFFEPIZETA | Installed | PM8.MCL/BEAM#6/V.BLW | 4004 | https://www.safesave.info/MIC.php?id=Fajar-MotorList4004
EMO005547 | FP-01-PM8-MCL-P594 |  | AC MOTOR;380V,50Hz,37kW,4P,225S,B5 | Installed | PM8.FWS.RO/T2/MCL/HP-P/M | 4005 | https://www.safesave.info/MIC.php?id=Fajar-MotorList4005
EMO005548 | FP-01-PM8-MCL-P594 |  | AC MOTOR;380V,50Hz,0.22kW,4P | Installed | PM8.FWS.RO/T2/MCL/HP-P/M_FAN | 4006 | https://www.safesave.info/MIC.php?id=Fajar-MotorList4006

## EMO_DETAILS
emo_detail | manufacture | serial_number | type | power_rate | power_unit | voltage | current_nominal | frequency | pole | rpm | bearing_de | bearing_nde | frame_type | shaft_diameter | phase_supply | cos_phi | efficiency | ip_rating | insulation_class | duty | connection_type | nipple_grease | greasing_type | greasing_qty_de | greasing_qty_nde | length | width | height | weight | cooling_fan | mounting
EMO004433 | NORD | 36513791 | SK | 5.5 | kW | 380 | 11.2 | 50 | 4P | 1460 |  |  | 132S |  | 3 | 0.84 | 87.7 | 55 | Class F | S1 | Delta | Not Available |  |  |  | - | - | - |  | Internal | Vertical
EMO004434 | NORD | 36513791 | SK | 5.5 | kW | 380 | 11.2 | 50 | 4P | 1460 |  |  | 132S |  | 3 | 0.84 | 87.7 | 55 | Class F | S1 | Delta | Not Available |  |  |  | - | - | - |  | Internal | Vertical
EMO004307 | Siemens | 1819574001-002 | IMV1 | 3 | kW | 400 | 5.9 | 50 | 4P | 1460 | 6206 | 6206 | 100L |  | 3 | 0.83 | 87.7 | 55 | Class F | S1 | Delta | Not Available |  |  |  | - | - | - |  | Internal | Vertical
EMO004308 | Siemens | 1819574001-001 | IMV1 | 3 | kW | 400 | 5.9 | 50 | 4P | 1415 | 6206 | 6206 | 100L |  | 3 | 0.83 | 87.7 | 55 | Class F | S1 | Delta | Not Available |  |  |  | - | - | - |  | Internal | Vertical
EMO004309 | NORD | 33510090 | SK | 0.75 | kW | 380 | 1.79 | 50 | 4P | 1415 | 6204 | 6204 | 80L |  | 3 | 0.75 | 81.6 | 55 | Class F | S1 | Start | Not Available |  |  |  | - | - | - |  | Internal | Vertical
EMO004310 | NORD | 33510090 | SK | 0.75 | kW | 380 | 1.79 | 50 | 4P | 1460 |  |  | 80L |  | 3 | 0.75 | 81.6 | 55 | Class F | S1 | Start | Not Available |  |  |  | - | - | - |  | Internal | Vertical
EMO004435 | NORD | 36813791 | SK | 7.5 | kW | 380 | 15.7 | 50 | 4P | 1460 |  |  | 132M |  | 3 | 0.81 | 88.7 | 55 | Class F | S1 | Delta | Not Available |  |  |  | - | - | - |  | Internal | Vertical
EMO004436 | NORD | 36513791 | SK | 5.5 | kW | 380 | 11.2 | 50 | 4P | 1460 |  |  | 132S |  | 3 | 0.84 | 87.7 | 54 | Class F | S1 | Delta | Not Available |  |  |  | - | - | - |  | Internal | Vertical
EMO004437 | NORD | 36513791 | SK | 5.5 | kW | 380 | 11.2 | 50 | 2P | 2950 |  |  | 132S |  | 3 | 0.84 | 87.7 | 55 | Class F | S1 | Delta | Not Available |  |  |  | - | - | - |  | Internal | Vertical
EMO004311 | Siemens | 1819574002-001 | IMB5 | 5.5 | kW | 400 | 9.9 | 50 | 4P | 1440 |  |  | 132S |  | 3 | 0.9 |  | 55 | Class F |  | Delta | Not Available |  |  |  | 140 | 200 | 132 |  | Internal | Horizontal
EMO004312 | NORD | 36010087 | SK | 4 | kW | 380 | 8.29 | 50 | 4P | 1440 | 6306 | 6306 | 112M |  | 3 | 0.83 | 86.6 | 55 | Class F | S1 | Delta | Not Available |  |  |  | - | - | - |  | Internal | Vertical
EMO004313 | NORD | 36010087 | SK | 4 | kW | 380 | 8.29 | 50 | 4P | 1465 | 6306 | 6306 | 112M |  | 3 | 0.83 | 86.6 | 55 | Class F | S1 | Delta | Not Available |  |  |  | - | - | - |  | Internal | Vertical
EMO004314 | Siemens | 181568000T-002 | IMB5 | 7.5 | kW | 400 | 14.7 | 50 | 4P | 1465 | 6208 | 6208 | 132M |  | 3 | 0.83 | 88.7 | 55 | Class F | S1 | Delta | Not Available |  |  |  | - | - | - |  | Internal | Vertical
EMO004315 | Siemens | 181568000T-001 | IMB5 | 7.5 | kW | 400 | 14.7 | 50 | 2P |  | 6208 | 6208 | 132M |  | 3 | 0.83 | 88.7 | 55 | Class F | S1 | Delta | Not Available |  |  |  | - | - | - |  | Internal | Vertical
EMO004326 | Hitachi |  |  | 2.4 | KW | 380 | 6 | 50 | 4P | [5 empty] | 3 | [6 empty] | Not Available | [7 empty] | Internal | Vertical
EMO004328 | Hitachi |  |  | 0.14 | KW | 380 | 1.2 | 50 | 4P | 1460 |  |  |  |  | 3 | [6 empty] | Not Available | [7 empty] | Internal | Vertical
EMO004380 | Marathon | WX110009213-4001J | HJN1 | 11 | kW | 380 | 22.2 | 50 | 2P | 2950 | 6309 | 6309 | 160M |  | 3 | 0.8 | 89 | 55 | Class F | S1 | Delta | Not Available |  |  |  | 210 | 240 | 150 |  | Internal | Horizontal
EMO004316 | Marathon | WX11000213-3001J | HJN1 | 30 | kW | 380 | 55.1 | 50 | 2P | 2950 | 6312 | 6312 | 200LC |  | 3 | 0.9 | 92 | 55 | Class F | S1 | Delta | Not Available |  |  |  | 310 | 310 | 200 |  | Internal | Horizontal
EMO004317 | Marathon | WX11000213-3002J | HJN1 | 30 | kW | 380 | 55.1 | 50 | 4P | 1460 | 6312 | 6312 | 200L |  | 3 | 0.9 | 92 | 55 | Class F | S1 | Delta | Not Available |  |  |  | 310 | 310 | 200 |  | Internal | Horizontal
EMO004429 | NORD | 36813791 | SK | 7.5 | kW | 380 | 15.7 | 50 | 4P | 1460 |  |  | 132M |  | 3 | 0.81 | 88.7 | 55 | Class F | S1 | Delta |  |  |  |  | - | - | - |  | Internal | Vertical
EMO004430 | NORD | 36514090 | SK | 5.5 | kW | 380 | 11.2 | 50 | 4P | 1460 |  |  | 132S |  | 3 | 0.84 | 87.7 | 55 | Class F | S1 | Delta |  |  |  |  | - | - | - |  | Internal | Vertical
EMO004431 | NORD | 36513791 | SK | 5.5 | kW | 380 | 11.2 | 50 | 4P | 1450 |  |  | 132S |  | 3 | 0.84 | 87.7 | 55 | Class F | S1 | Delta |  |  |  |  | - | - | - |  | Internal | Vertical
EMO004432 | NORD |  | SK | 2.2 | kW | 380 | 4.78 | 50 | 4P | 1445 |  |  | 100L |  | 3 |  |  | 55 | Class F | S1 | [5 empty] | - | - | - |  | Internal | Vertical
EMO004327 | WAM | Y1603093 | MT112MO414527 | 4 | kW | 380 | 8.13 | 50 | 2P | 2950 |  |  | 112 |  | 3 | 0.82 |  | 55 | Class F |  | Start | Not Available |  |  |  | - | - | - |  | Internal | Vertical
EMO004298 | Siemens | 1819574003-001 | IMV15 | 5.5 | kW | 400 | 9.9 | 50 | 4P | 1440 | 6208 | 6208 | 132S |  | 3 | 0.9 |  | 55 | Class F |  | Delta | Not Available |  |  |  | 140 | 200 | 132 |  | Internal | Horizontal
EMO004299 | NORD | 36010087 | SK | 4 | kW | 380 | 8.29 | 50 |  |  | 6306 | 6306 | 112M |  | 3 | 0.83 | 86.6 | 55 | Class F | S1 | Delta | Not Available |  |  |  | - | - | - |  | Internal | Vertical
EMO004300 | NORD | 33511170 | SK | 0.75 | kW | 380 | 1.97 | 50 | 4P | 1445 |  |  | Gear Box |  | 3 | [10 empty] | - | - | - |  | Internal | Vertical
EMO004301 | NORD | 36012070 | SK | 4 | kW | 380 | 8.6 | 50 | 4P | 1425 |  |  | 112M |  | 3 | 0.8 |  | 55 | Class F | S1 | Start | Not Available |  |  |  | - | - | - |  | Internal | Vertical
EMO004302 | NORD | 201759311 | SK | 3 | kW | 380 | 6.61 | 50 | 4P | 1440 |  |  | 100A |  | 3 | 0.77 | 85.5 | 55 | Class F | S1 | Delta | Not Available |  |  |  | - | - | - |  | Internal | Vertical
EMO004303 | NORD | 36012081 | SK | 4 | kW | 380 | 8.29 | 50 | 4P | 1440 |  |  | 112M |  | 3 | 0.83 | 86.6 | 55 | Class F | S1 | Delta | Not Available |  |  |  | - | - | - |  | Internal | Vertical
EMO004304 | NORD | 36010087 | SK | 4 | kW | 380 | 8.29 | 50 | 2P | 2940 | 6306 | 6306 | 112M |  | 3 | 0.83 | 86.6 | 55 | Class F | S1 | Delta | Not Available | [7 empty] | Internal | Vertical
EMO004305 | Marathon | WX11000280-1002J | HJN1 | 15 | kW | 380 | 28.4 | 50 | 2P | 2940 | 6309 | 6309 | 160M |  | 3 | 0.89 | 90.3 | 55 | Class F | S1 | Delta | Not Available |  |  |  | 210 | 255 | 160 |  | Internal | Horizontal
EMO004306 | Marathon | WX11000280-1001J | HJN1 | 15 | kW | 380 | 28.4 | 50 | 6P | 970 | 6309 | 6309 | 160M |  | 3 | 0.89 | 90.3 | 55 | Class F | S1 | Delta | Not Available |  |  |  | 210 | 225 | 160 |  | Internal | Horizontal
EMO004173 | Marathon | 72107101J | HJN1 | 7.5 | kW | 380 | 17 | 50 | 6P | 975 | 6309 | 6309 | 160M |  | 3 | 0.77 | 87.2 | 55 | Class F | S1 | Delta | Not Available | [7 empty] | Internal | Horizontal
EMO004176 | Marathon | 72107201J | HJN1 | 15 | kW | 380 | 31.4 | 50 | 6P | 975 | 6311 | 6311 | 180L |  | 3 | 0.81 | 89.7 | 55 | Class F | S1 | Delta | Not Available |  |  |  | 210 | 260 | 180 |  | Internal | Horizontal
EMO004175 | Marathon | 72107203J | HJN1 | 15 | kW | 380 | 31.4 | 50 | 4P | 1470 | 6311 | 6311 | 180L |  | 3 | 0.81 | 89.7 | 55 | Class F | S1 | Delta | Not Available |  |  |  | 280 | 280 | 180 |  | Internal | Horizontal
EMO004091 | Marathon | 72104411 | HJN1 | 30 | kW | 380 | 57.4 | 50 | 4P | 1470 | 6312 | 6312 | 200L |  | 3 | 0.86 | 92.3 | 55 | Class F | S1 | Delta | Not Available | [7 empty] | Internal | Horizontal
EMO004092 | Marathon |  | HJN1 | 30 | kW | 380 | 57.4 | 50 | 6P | 985 | 6312 | 6312 | 200lC |  | 3 | 0.86 | 92.3 | 55 | Class F | S1 | Delta | Not Available | [5 empty] | 200 |  | Internal | Horizontal
EMO004093 | Marathon | 72106001J | HJN1 | 132 | kW | 380 | 244 | 50 | 6P | 990 | 6319 | 6319 | 315L |  | 3 | 0.87 |  | 55 | Class F | S1 | Delta | Available |  |  |  | 300 | 320 | 315 |  | Internal | Horizontal
EMO004094 | Marathon | 72106201J | HJN1 | 160 | kW | 380 | 291 | 50 | 6P | 1000 | 6322 | 6322 | 355M |  | 3 | 0.88 | 94.8 | 55 | Class F | S1 | Delta | Available |  |  |  | 500 | 500 | 355 |  | Internal | Horizontal
EMO004295 | TMEIC | D167110ML | ICFTCHK11 | 1000 | KW | 655 | 1060 | 50 | 4P | 1480 | 6232 | 6230 | 450-1250 |  | 3 |  |  | 44 | Class F | S1 |  | Available | [5 empty] | 355 |  | Internal | Horizontal
EMO004139 | Marathon | 72105219J | HJN1 | 75 | kW | 380 | 139 | 50 | 4P | 147 | 6317 | 6317 | 280S |  | 3 | 0.87 | 94 | 55 | Class F | S1 | Delta | Available | [5 empty] | 2820 |  | Internal | Horizontal
EMO004140 | Marathon | 72104302J | HJN1 | 22 | kW | 380 | 42.4 | 50 | 4P | 1485 | 6311 | 6311 | 180L |  | 3 | 0.86 | 91.6 | 55 | Class F | S1 | Delta | Not Available | [7 empty] | Internal | Horizontal
EMO004142 | Thosiba | E167400H14 | IDFCHKWII | 200 | kW | 3000 | 47.8 | 50 | 4P | 1480 | 6324 | 6220 | 280L |  | 3 |  |  | 44 | Class F | S1 |  | Available | [7 empty] | Internal | Horizontal
EMO005248 | Marathon |  | HJN1 | 37 | kW | 380 | 69.7 | 50 | 4P | 1484 | 6313 | 6313 | 225S |  | 3 | 0.87 | 92.7 | 55 | Class F | S1 | Delta | Not Available | [7 empty] | Internal | Horizontal
EMO004143 | ABB | 444010572756 | M3BP | 200 | kW | 380 | 366 | 50 | 8P | 740 | 6319 | 6319 | 315M |  | 3 | 0.87 |  | 55 | Class F |  | Delta | Available |  | 1 | 1 | 460 | 460 | 315 |  | Internal | Horizontal
EMO003873 | TMEIC | E167370HF | IDFCHKWII | 200 | kW | 3000 | 53 | 50 | 4P | 1470 | NU328 | 6224 | 355H |  | 3 |  |  | 44 | Class F | S1 |  | Available | [5 empty] | 355 |  | Internal | Horizontal
EMO004000 | Marathon | AK15192501J | HJN1 | 30 | kW | 380 | 57.4 | 50 | 4P | 1470 | NU312 | 6312 | 200L |  | 3 | 0.86 | 92.3 | 55 | Class F | S1 | Delta | Available | [7 empty] | Internal | Horizontal
EMO005016 | ABB | 3GAL132247-BDBSU01 | M3AL | 30 | kW | 380 | 61 | 50 | 2P | 4100 | 6308 | 6206 | 132MD |  | 3 |  | 92.3 | 55 | Class F | S1 | Delta | Not Available |  |  |  | 210 | 340 | 132 |  | Internal | Vertical
EMO004346 | oy fromberg AB | 4514010 | HXUR | 75 | kW | 380 | 142 | 50 | 4P | 1473 | 6315 | 6313 | 250M |  | 3 | 0.87 |  | 55 | Class F | S1 | Delta | Available | [5 empty] | 250 |  | Internal | Horizontal
EMO004347 | ABB | 3172640 | HXUR | 75 | kW | 380 | 141 | 50 | 4P | 1485 | 6315 | 6313 | 250M |  | 3 | 0.86 |  | 55 | Class F | S1 | Delta | Available |  |  |  | 350 | 400 | 250 |  | Internal | Horizontal
EMO004348 | Oy fromberg AB | 4511079 | HXUR | 132 | kW | 380 | 245 | 50 | 4P | 1485 | 6319 | 6316 | 315 |  | 3 | 0.88 |  | 55 | Class F | S1 | Delta | Available |  |  |  | 350 | 400 | 315S |  | Internal | Horizontal
EMO004349 | Oy fromberg AB | 4516292 | HXUR | 132 | kW | 380 | 245 | 50 | 4P | 1480 | 6319 | 6316 | 315 |  | 3 | 0.88 |  | 55 | Class F | S1 | Delta | Available |  |  |  | 405 | 500 | 315S |  | Internal | Horizontal
EMO004350 | TMEIC | E167330HF | IDFCHKWII | 250 | kW | 3000 | 59 | 50 | 4P | 1480 | NU326 | 6220 | 315 |  | 3 |  |  | 44 | Class F | S1 |  | Available |  |  |  | 405 | 500 | 315H |  | Internal | Horizontal
EMO004351 | TMEIC | E167332HF | IDFCHKWII | 250 | kW | 3000 | 59 | 50 | 4P | 1485 | NU326 | 6220 | 315 |  | 3 |  |  | 44 | Class F | S1 |  | Available |  |  |  | 700 | 500 | 315 |  | Internal | Horizontal
EMO004352 | TMEIC | E167343HF | IDFCHKWII | 315 | kW | 3000 | 75 | 50 | 4P | 1485 | NU328 | 6224 | 355H |  | 3 |  |  | 44 | Class F | S1 |  | Available |  |  |  | 700 | 500 | 355 |  | Internal | Horizontal
EMO004353 | TMEIC | E167342HF | IDFCHKWII | 315 | kW | 3000 | 75 | 50 | 6P | 990 | NU328 | 6224 | 355H |  | 3 |  |  | 44 | Class F | S1 |  | Available |  |  |  | 890 | 595 | 355 |  | Internal | Horizontal
EMO004354 | Marathon | AK-15194801J | HJN1 | 160 | kW | 380 | 291 | 50 | 4P | 1473 | NU322 | 6322 | 355M |  | 3 | 0.88 | 94.8 | 55 | Class F | S1 |  | Available | [5 empty] | 355 |  | Internal | Horizontal
EMO004096 | Marathon | 72105003J | HJN1 | 55 | kW | 380 | 103 | 50 | 4P | 1485 | 6314 | 6314 | 250M |  | 3 | 0.87 | 93.5 | 55 | Class F | S1 |  | Available | [5 empty] | 250 |  | Internal | Horizontal
EMO004097 | Marathon | '72107081 | HAA | 355 | kW | 3000 | 85.2 | 50 | 6P | 985 | 6324 | 6324 | 400 |  | 3 | 0.86 |  | 55 | Class F | S1 | Start | Available | [7 empty] | Internal | Horizontal
EMO004098 | Marathon | 72105807J | HJN1 | 110 | kW | 380 | 206 | 50 | 6P | 990 | 6319 | 6319 | 315L |  | 3 | 0.86 |  | 55 | Class F | S1 | Delta | Available | [7 empty] | Internal | Horizontal
EMO004099 | Marathon | 72106504j | HAA | 200 | kW | 3000 | 51 | 50 | 6P | 990 | 6324 | 6324 | 400 |  | 3 | 0.82 | 91.9 | 55 | Class F | S1 | Start | Available | [5 empty] | 400 |  | Internal | Horizontal
EMO004100 | Marathon | 72106503J | HAA | 200 | kW | 3000 | 51 | 50 | 4P | 1480 | 6324 | 6324 | 400 |  | 3 | 0.82 |  | 55 | Class F | S1 | Start | Available | [5 empty] | 400 |  | Internal | Horizontal
EMO004101 | Marathon | 72104803j | HJN1 | 45 | kW | 380 | 84.4 | 50 | 4P | 1455 | 6313 | 6313 | 225m |  | 3 | 0.87 | 93.1 | 55 | Class F | S1 | Delta | Not Available | [5 empty] | 225 |  | Internal | Horizontal
EMO004273 | SEW |  | DRE | 5.5 | kW | 380 | 11.1 | 50 | 4P |  |  |  | 132M4 |  | 3 | 0.85 | 88.5 | 55 | Class F | S1 | Delta | Not Available | [7 empty] | Internal | Vertical
EMO004340 | ABB | 172 | MBT | 11 | kW | 380 | 23 | 50 | 6P | 970 |  |  | 160 |  | 3 | [6 empty] | Not Available |  |  |  | - | - |  |  | Internal | Vertical
EMO004274 | SEW |  | DRE | 1.5 | kW | 380 | 3.7 | 50 | 4P | 1445 |  |  | 112M |  | 3 | 0.72 | 80.9 | 55 | Class F | S1 | Delta | Not Available |  |  |  | - | - |  |  | Internal | Vertical
EMO000410 | ABB |  | MBT | 15 | KW | 380 | 30 | 50 | 4P | 1750 |  |  | 160L |  | 3 |  |  |  | class F | S |  | Available |  |  |  | - | - | 160 |  | Internal | Horizontal
EMO004513 | TMEIC | E167200HK | IDFCHK11 | 250 | KW | 420 | 405 | 50 | 4P | 1750 | 6220 | 6220 | 280L |  | 3 |  |  | 44 | Class F | s1 |  | Available |  |  |  | Drive |  | 280 |  | Internal | Horizontal
EMO001288 | TMEIC |  | IDFCHK11 | 355 | kw | 420 | 575 | 59 | 4P | 1750 | 6220 | 6220 | 315h |  | 3 |  |  | 44 | Class F | S1 |  | Available |  |  |  | Drive |  | 315 |  | Internal | Horizontal
EMO004515 | TOSHIBA | 60027256 | IKK | 11 | KW | 420 | 19.5 | 60 | 4P | 1482 | 6310 | 6208 | 160M |  | 3 |  |  | 44 | Class F | S1 |  | Not Available |  |  |  | Drive |  | 160 |  | Internal | Horizontal
EMO004337 | Siemens | N-H41479855010001 | ILA4 | 355 | KW | 3000 | 84 | 50 | 4P | 1482 | 6220 C3 | 6218 C3 |  |  | 3 | 0.85 |  | 55 | Class F |  |  | Available | [7 empty] | Internal | Horizontal
EMO004338 | Siemens | N-H41479855010002 | ILA4 | 355 | KW | 3000 | 84 | 50 | 4P | 1492 | 6229 C3 | 6218 c3 |  |  | 3 | 9.85 |  | 55 | Class F |  |  | Available | [7 empty] | Internal | Horizontal
EMO004339 | Siemens | N-H41479855010003 | ILA4 | 355 | KW | 3000 | 84 | 50 | 2P | 2915 | 6220 C3 | 6218 c3 |  |  | 3 | 0.85 |  | 55 | Class F |  |  | Available | [7 empty] | Internal | Horizontal
EMO003929 | ABB | 434729210009 | M3BP | 11 |  | 380 | 20.5 | 50 | 2P | 2975 | 6309 | 6309 | 160M |  | 3 | 0.89 |  | 55 | Class F | S1 | Delta | Not Available | [5 empty] | 160 |  | Internal | Horizontal
EMO003978 | NORD |  | SK | 5.5 | KW | 380 | 6.2 | 50 | 4P | 1465 |  |  | 112M |  | 3 |  |  | 55 | Class F | s1 |  | Not Available | [5 empty] | 112 |  | Internal | Horizontal
EMO004556 | Marathon |  | HJN1 | 15 | kW | 380 | 30 | 50 | 4P | 1470 | 6309 | 6309 | 160L |  | 3 | 0.85 | 90.6 | 55 | Class F | S1 | Delta | Available | [5 empty] | 160 |  | Internal | Horizontal
EMO003096 | TECO |  | AEEB | 15 | kW | 380 | 28.5 | 50 | 2P |  | 6309 | 6307 | 160M |  | 3 |  |  | 55 | Class B | S1 | Delta | Not Available | [5 empty] | 160 |  | Internal | Horizontal
EMO003948 | TMEIC | D167140ML | ICD-CHKM11 | 480 | KW | 355/365 | 980/880 | 50 | 4P/12P | 458/1935 | 6232 | 6230 | 450-1400 |  | 3 |  |  | 44 | Class B | S1 |  | Available | [5 empty] | 450 |  | Internal | Horizontal
EMO004559 | Toshiba | FCKLSW21E | IKH6 | 3.7 | KW | 380 | 7.9 | 58.7 | 4P | 1460 | 6207 | 6206 | 112M |  | 3 |  |  | 44 | Clas F | S1 |  | Available |  |  |  | Drive |  | 355 |  | Internal | Horizontal
EMO004521 | TMEIC |  | IDFCHK11 | 500 | kw | 420 | 800 | 58.7 | 4P | 1750 | 6224 | 6224 | 355H |  | 3 |  |  | 44 | Class F | S1 |  | Available |  |  |  | Drive |  | 355 |  | Internal | Horizontal
EMO004522 | TMEIC |  | IDFCHK11 | 500 | kw | 420 | 800 | 50 | 4P | 1750 | 6224 | 6224 | 355H |  | 3 |  |  | 44 | Class F | S1 |  | Available |  |  |  | Drive |  | 355 |  | Internal | Horizontal
EMO004495 | TMEIC | E167150HF | IDFCHK11 | 75 | kw | 420 | 123 | 59 | 4P | 1750 | 6218 | 6216 | 250na |  | 3 |  |  | 44 | Class F | S1 |  | Available |  |  |  | Drive |  | 250 |  | Internal | Horizontal
EMO004496 | TMEIC | E167160HF | IDFCHK11 | 250 | KW | 420 | 405 | 58.8 | 4P | 1750 | 6220 | 6220 | 280L |  | 3 |  |  | 44 | Class F | S1 |  | Available |  |  |  | Drive |  | 280 |  | Internal | Horizontal
EMO004497 | TMEIC | E167110HF | IDFCHK11 | 300 | KW | 420 | 500 | 59 | 4P | 1750 | 6220 | 6220 | 315H |  | 3 |  |  | 44 | Class F | S1 |  | Available |  |  |  | Drive |  | 315 |  | Internal | Horizontal
EMO004498 | TMEIC | E167120HF | IDFCHK11 | 335 | KW | 420 | 535 | 59 | 4P | 1750 | 6220 | 6220 | 315H |  | 3 |  |  | 44 | Class F | S1 |  | Available |  |  |  | Drive |  | 315 |  | Internal | Horizontal
EMO004499 | TMEIC | E167130HF | IDFCHK11 | 400 | KW | 420 | 630 | 59 | 4P | 1750 | 6224 | 6224 | 355H |  | 3 |  |  | 44 | Class F | S1 |  | Available |  |  |  | Drive |  | 355 |  | Internal | Horizontal
EMO004500 | TMEIC | E167140HF | IDFCHK11 | 400 | KW | 420 | 630 | 59 | 4P | 1750 | 6224 | 6224 | 355H |  | 3 |  |  | 44 | Class F | S1 |  | Available |  |  |  | Drive |  | 355 |  | Internal | Horizontal
EMO004501 | TMEIC | E167150HF | IDFCHK11 | 400 | KW | 420 | 630 | 59 | 4P | 1750 | 6224 | 6224 | 355H |  | 3 |  |  | 44 | Class F | S1 |  | Available |  |  |  | Drive |  | 355 |  | Internal | Horizontal
EMO004502 | TOSHIBA | 60027252 | IKK | 15 | KW | 420 | 26 | 60 | 4P | 1750 | 6310 | 6208 | 160L |  | 3 |  |  | 44 | Class F | S1 |  | Available |  |  |  | Drive |  | 160 |  | Internal | Horizontal
EMO004508 | TMEIC | E167190HM | IDFCHK11 | 75 | KW | 420 | 123 | 59 | 4P | 1750 | 6218 | 6216 | 250MA |  | 3 |  |  | 44 | Class F | S1 |  | Available |  |  |  | Drive |  | 250 |  | Internal | Horizontal
EMO004509 | TMEIC | E167160HF | IDFCHK11 | 335 | KW | 420 | 535 | 59 | 4P | 1750 | 6220 | 6220 | 315H |  | 3 |  |  | 44 | Class F | S1 |  | Available |  |  |  | Drive |  | 315 |  | Internal | Horizontal
EMO004510 | TMEIC | E167170HF | IDFCHK11 | 500 | KW | 420 | 800 | 58.7 | 4P | 1750 | 6224 | 6224 | 355H |  | 3 |  |  | 44 | Class F | S1 |  | Available |  |  |  | Drive |  | 3565 |  | Internal | Horizontal
EMO004511 | TOSHIBA | 60027250 | TIKK | 15 | KW | 420 | 26 | 60 | 4P | 1750 | 6310 | 6208 | 160L |  | 3 |  |  | 44 | Class F | S1 |  | Not Available |  |  |  | Drive |  | 160 |  | Internal | Horizontal
EMO004503 | TOSHIBA | 60027253 | IKK | 11 | KW | 420 | 19.5 | 60 | 4P | 1750 | 6310 | 6208 | 160M |  | 3 |  |  | 44 | Class F | S1 |  | Available |  |  |  | Drive |  | 160 |  | Internal | Horizontal
EMO004504 | TOSHIBA | 60027258 | IKK | 11 | KW | 420 | 19.5 | 60 | 4P | 1750 | 6310 | 6208 | 160M |  | 3 |  |  | 44 | Class F | S1 |  | Available |  |  |  | Drive |  | 160 |  | Internal | Horizontal
EMO004505 | TMEIC | E167170HM | IDFCHK11 | 250 | KW | 420 | 405 | 58.8 | 4P | 1750 | 6220 | 6220 | 280L |  | 3 |  |  | 44 | Class F | S1 |  | Available |  |  |  | Drive |  | 280 |  | Internal | Horizontal
EMO004506 | TMEIC | E167180HM | IDFCHK11 | 110 | KW | 420 | 178 | 59 | 4P | 1750 | 6220 | 6220 | 280MD |  | 3 |  |  | 44 | Class F | S1 |  | Available |  |  |  | Drive |  | 280 |  | Internal | Horizontal
EMO004507 | TOSHIBA | 60027251 | TIKK | 15 | KW | 420 | 26 | 50 | 4P | 1480 | 6310 | 6208 | 160L |  | 3 |  |  | 44 | Class F | S1 |  | Available |  |  |  | Drive |  | 160 |  | Internal | Horizontal
EMO004136 | Marathon | 72105405i | HJN1 | 90 | kW | 380 | 167 | 50 | 4P | 1480 | 6317 | 6317 | 280M |  | 3 | 0.87 | 94.2 | 55 | Class F | S1 | Delta | Available |  |  |  | 425 | 460 | 280 |  | Internal | Horizontal
EMO004137 | Marathon | 72105403i | HJN1 | 90 | kW | 380 | 167 | 50 | 4P | 1460 | 6317 | 6317 | 280M |  | 3 | 0.87 | 94.2 | 55 | Class F | S1 | Delta | Available |  |  |  | 425 | 460 | 280 |  | Internal | Horizontal
EMO004455 | TECO |  | AEEB | 7.5 | KW | 380 | 15.2 | 50 | 4P | 1460 | 6309 | 6306 | 132S |  | 3 |  |  | 55 | Class F | S1 | Delta | Not Available | [5 empty] | 132 |  | Internal | Vertical
EMO004456 | TECO |  | AEEB | 7.5 | KW | 380 | 15.2 | 50 | 4P | 1460 | 6309 | 6306 | 132S |  | 3 |  |  | 55 | Class F | S1 | Delta | Not Available | [5 empty] | 132 |  | Internal | Vertical
EMO004457 | TECO |  | AEEB | 7.5 | KW | 380 | 15.2 | 50 | 4P | 1470 | 6309 | 6306 | 132S |  | 3 |  |  | 55 | Class F | S1 | Delta | Not Available | [5 empty] | 132 |  | Internal | Vertical
EMO004138 | Marathon | 72104401J | HJN1 | 30 | kW | 380 | 57.4 | 50 | 2P | 2970 | 6312 | 6312 | 100L |  | 3 | 0.86 | 92.3 | 55 | Class F | S1 | Delta | Not Available | [7 empty] | Internal | Horizontal
EMO004115 | Marathon | 72105501J | HJN1 | 90 | kW | 380 | 160 | 50 | 2P | 2880 | 6314 | 6314 | 280M |  | 3 | 0.91 |  | 55 | Class F | S1 | Delta | Available | [7 empty] | Internal | Horizontal
EMO004116 | Marathon | 72106602J | HAA | 200 | kW | 3000 | 54.2 | 50 | 2P | 2880 | 6319 | 6319 | 355 |  | 3 | 0.85 | 91.76 | 55 | Class F | S1 | Start | Available | [7 empty] | Internal | Horizontal
EMO004117 | Marathon | 72106605J | HAA | 200 | kW | 3000 | 54.2 | 50 | 2P | 2970 | 6319 | 6319 | 355 |  | 3 | 0.85 | 91.76 | 55 | Class F | S1 | Start | Available | [7 empty] | Internal | Horizontal
EMO004118 | Marathon | 72105309J | HJN1 | 75 | kW | 380 | 135 | 50 | 4P | 1470 | 6314 | 6314 | 280S |  | 3 | 0.9 |  | 55 | Class F | S1 | Delta | Available | [7 empty] | Internal | Horizontal
EMO004119 | Marathon | 72104101J | HJN1 | 18.5 | kW | 380 | 35.8 | 50 | 4P | 1470 | 6311 | 6311 | 180M |  | 3 | 0.86 |  | 55 | Class F | S1 | Delta | Not Available | [7 empty] | Internal | Horizontal
EMO004127 | Marathon | 72104304J | HJN1 | 22 | kW | 380 | 42.4 | 50 | 2P | 2965 | 6311 | 6311 | 180M |  | 3 | 0.86 |  | 55 | Class F | S1 | Delta | Not Available |  |  |  | 240 | 280 | 180 |  | Internal | Horizontal
EMO004120 | Marathon | 72104901J | HJN1 | 45 | kW | 380 | 81.8 | 50 | 2P | 2965 | 6313 | 6313 | 225M |  | 3 | 0.9 |  | 55 | Class F | S1 | Delta | Not Available | [7 empty] | Internal | Horizontal
EMO004121 | Marathon | 72104413J | HJN1 | 30 | kW | 380 | 57.4 | 50 | 4P | 1470 | 6312 | 6312 | 200L |  | 3 | 0.86 | 92.3 | 55 | Class F | S1 | Delta | Not Available | [7 empty] | Internal | Horizontal
EMO004122 | Marathon | 72104402J | HJN1 | 30 | kW | 380 | 57.4 | 50 | 4P | 1465 | 6312 | 6312 | 200L |  | 3 | 0.86 | 92.3 | 55 | Class F | S1 | Delta | Not Available | [7 empty] | Internal | Horizontal
EMO004123 | Marathon | 72103902J | HJN1 | 11 | kW | 380 | 22.2 | 50 | 4P | 1465 | 6309 | 6309 | 160M |  | 3 | 0.84 | 89.8 | 55 | Class F | S1 | Delta | Not Available | [7 empty] | Internal | Horizontal
EMO004321 | GRUNDFOS | CR5-26 AFGJA-E-HQQE | A96513391P31602 | 4 |  | 380 | 7.92 | 50 | 2P | 2900 |  |  | HJN1 |  | 3 | [10 empty] | 215 | 250 | 160 |  | Internal | Horizontal
EMO004202 | Marathon | 72103801j | HJN1 | 7.5 | kw | 380 | 14.7 | 50 | 2P | 2900 | 6308 | 6308 | 132s |  | 3 | 0.88 | 87 | 55 | Class F | S1 | Delta | Not Available |  |  |  | 140 | 210 | 132 |  | Internal | Horizontal
EMO004203 | Marathon | 72103601j | HJN1 | 5.5 | kw | 380 | 10.9 | 50 | 4P | 1480 | 6308 | 6308 | 132s |  | 3 | 0.88 | 88.1 | 55 | Class F | S1 | Delta | Not Available |  |  |  | 140 | 210 | 132 |  | Internal | Horizontal
EMO004131 | Marathon | 72105401i | HJN1 | 90 | kW | 380 | 167 | 50 | 4P | 1480 | 6317 | 6317 | 280M |  | 3 | 0.87 | 94.2 | 55 | Class F | S1 | Delta | Available |  |  |  | 425 | 460 | 280 |  | Internal | Horizontal
EMO004132 | Marathon | 72105402i | HJN1 | 90 | kW | 380 | 167 | 50 | 2P | 2955 | 6317 | 6317 | 280M |  | 3 | 0.87 | 94.2 | 55 | Class F | S1 | Delta | Available |  |  |  | 425 | 460 | 280 |  | Internal | Horizontal
EMO004149 | Marathon |  | HJN1 | 45 | KW | 380 | 81.8 | 50 | 4P | 1470 | 6313 | 6313 | 255L |  | 3 | 0.9 |  | 55 | Class F | S1 | Delta | Not Available | [5 empty] | 255 |  | Internal | Horizontal
EMO004133 | Marathon | 72104414J | HJN1 | 30 | kW | 380 | 57.4 | 50 | 4P | 1430 | 6312 | 6312 | 200L |  | 3 | 0.86 | 92.3 | 55 | Class F | S1 | Delta | Not Available | [7 empty] | Internal
EMO004204 | ABB |  | MT | 2.2 | kW | 380 | 4 | 50 | 4P | 1430 |  |  | 100L |  | 3 | 0.77 |  | 55 | Class F |  | Start | Not Available | [5 empty] | 100 |  | Internal | Horizontal
EMO004205 | ABB |  | MT | 2.2 | kW | 380 | 4 | 50 | 4P | 1430 |  |  | 100L |  | 3 | 0.77 |  | 55 | Class F |  | Start | Not Available |  |  |  | 140 | 160 | 100 |  | Internal | Horizontal
EMO004150 | ABB |  | MT | 2.2 | KW | 380 | 4 | 50 | 2P | 2900 |  |  | 100L |  | 3 | 0.77 |  | 55 | Class F |  | Start | Not Available |  |  |  | 140 | 160 | 100 |  | Internal | Horizontal
EMO004185 | Marathon |  | HJN1 | 4 | kW | 380 | 8 | 50 | 4P | 1465 | 6306 | 6306 | 112M |  | 3 | 0.88 | 85.8 |  |  |  | Delta | Not Available | [5 empty] | 112 |  | Internal | Horizontal
EMO004134 | Marathon | 72104002J | HJN1 | 15 | kW | 380 | 29.6 | 50 | 4P | 1465 | 6309 | 6309 | 160L |  | 3 | 0.85 |  | 55 | Class F | S1 | Delta | Not Available | [7 empty] | Internal
EMO004135 | Marathon | 72104001J | HJN1 | 15 | kW | 380 | 29.6 | 50 | 2P | 2910 | 6309 | 6309 | 160L |  | 3 | 0.85 |  | 55 | Class F | S1 | Delta | Not Available | [7 empty] | Internal
EMO004047 | ASEA | 260402 | M | 22 | kW | 380 | 38 | 50 | 2P | 2960 |  |  | 180M |  | 3 | [5 empty] | Delta | Available | [5 empty] | 180 |  | Internal | Horizontal
EMO003935 | ABB | 3G1F1803488579 | M3BP | 37 | kW | 400 | 64.2 | 50 | 4P | 1475 | 6312 | 6210 | 200ML |  | 3 | 0.89 |  | 55 | Class F | S1 | Delta | Available |  |  |  | 365 | 450 | 280 |  | Internal | Horizontal
EMO004532 | Marathon | WX11000301-1001J | HK | 37 | kW | 380 | 69.7 | 50 | 4P | 1480 | 6313 | 6313 | 225S |  | 3 | 0.87 | 91.7 | 55 | Class F | S1 | Delta | Not Available | [5 empty] | 225 |  | Internal | Horizontal
EMO004531 | Marathon | AK-15194901J | HJN1 | 160 | kW | 380 | 288 | 50 | 4P | 1475 | NU319 | 6319 | 315L |  | 3 | 0.89 | 94.9 | 55 | Class F | S1 | Delta | Available |  |  |  | 310 | 352 | 315 |  | Internal | Horizontal
EMO004336 | Marathon | 15195101J | HJN1 | 15 | kW | 380 | 29.6 | 50 | 2P | 2850 | 6309 | 6309 | 160L |  | 3 | 0.85 |  | 55 | Class F | S1 | Delta | Available | [5 empty] | 160 |  | Internal
EMO004395 | Briwatech GMBH | 167334 | Rubin 220 | 2.2 | kw | 380 | 4.7 | 50 | 2P | 2850 |  |  | 220 |  | 3 | 0.75 |  | 55 | Class F | S1 | start | Not Available |  |  |  | 120 | 240 | 220 |  | Internal | Vertical
EMO004480 | Briwatech GMBH |  | Rubin 220 | 2.2 | kW | 380 | 4.7 | 50 | 2P | 2900 |  |  | 220 |  | 3 | 0.75 |  | 55 | Class F | S1 | start | Not Available |  |  |  | 120 | 240 | 220 |  | Internal | Vertical
EMO004537 | Marathon | WX11000212-1001J | HJN1 | 7.5 | kW | 380 | 14.7 | 50 | 8P | 790 | 6308 | 6308 | 132S |  | 3 | 0.88 | 88.1 | 55 | Class F | S1 | Delta | Not Available | [5 empty] | 132 |  | Internal | Horizontal
EMO004534 | Marathon | WX11000282-1002J | HJN1 | 110 | kW | 380 | 224 | 50 | 4P | 1490 | 6319 | 6319 | 315L |  | 3 | 0.82 | 91.1 | 55 | Class F | S1 | Delta | Available | [5 empty] | 315 |  | Internal | Horizontal
EMO004533 | Marathon | AK-15195801J | HJN1 | 315 | kW | 380 | 559 | 50 | 4P | 1480 | NU322 | 6322 | 355L |  | 3 | 0.9 | 95.1 | 55 | Class F | S1 | Delta | Available | [5 empty] | 355 |  | Internal | Horizontal
EMO004536 | Marathon | AK-15196201J | HJN1 | 200 | kW | 380 | 359 | 50 | 2P | 2900 | NU319 | 6319 | 315L |  | 3 | 0.89 | 95.1 | 55 | Class F | S1 | Delta | Available | [5 empty] | 315 |  | Internal | Horizontal
EMO004541 | Marathon | WX11000212-1002J | HJN1 | 7.5 | kW | 380 | 14.7 | 50 | 8P | 740 | 6308 | 6308 | 132S |  | 3 | 0.88 | 88.1 | 55 | Class F | S1 | Delta | Not Available | [5 empty] | 132 |  | Internal | Horizontal
EMO004539 | Marathon | WX11000282-1001J | HK | 110 | kW | 380 | 224 | 50 | 4P | 1490 | 6319 | 6319 | 315L |  | 3 | 0.82 | 91.1 | 55 | Class F | S1 | Delta | Available | [5 empty] | 315 |  | Internal | Horizontal
EMO004538 | Marathon | AK-15195901J | HJN1 | 315 | kW | 380 | 559 | 50 | 4P | 1480 | NU322 | 6322 | 355L |  | 3 | 0.9 | 95.1 | 55 | Class F | S1 | Delta | Available | [5 empty] | 355 |  | Internal | Horizontal
EMO004540 | Marathon | AK-15196101J | HJN1 | 200 | kW | 380 | 359 | 50 | 4P | 1465 | NU319 | 6319 | 315L |  | 3 | 0.89 | 95.1 | 55 | Class F | S1 | Delta | Available | [5 empty] | 315 |  | Internal | Horizontal
EMO004542 | Marathon | AK-15195301J | HJN1 | 15 | kW | 380 | 29.6 | 50 | 4P | 1425 | NU309 | 6309 | 160L |  | 3 | 0.85 | 90.6 | 55 | Class F | S1 | Delta | Available | [5 empty] | 160 |  | Internal | Horizontal
EMO004546 | Marathon | 71942401J | HJN1 | 3 | kW | 380 | 6.5 | 50 | 8P | 740 | 6206 | 6206 | 100L |  | 3 | 0.82 | 85.5 | 55 | Class F | S1 | Start | Not Available | [5 empty] | 100L |  | Internal | Horizontal
EMO004544 | Marathon | WX11000282-2001J | HK | 75 | kW | 380 | 156 | 50 | 4P | 1480 |  |  | HJN1 |  | 3 | [12 empty] | 100 |  | Internal
EMO004543 | Marathon | AK-15196001J | HJN1 | 132 | kW | 380 | 241 | 50 | 4P | 1480 | NU319 | 6319 | 315M |  | 3 | 0.88 |  | 55 | Class F | S1 | Delta | Available | [5 empty] | 315 |  | Internal | Horizontal
EMO004545 | Marathon | AK-15196301J | HJN1 | 110 | kW | 380 | 201 | 50 | 4P | 1465 | NU319 | 6319 | 315S |  | 3 | 0.88 | 94.5 | 55 | Class F | S1 | Delta | Available | [5 empty] | 315 |  | Internal | Horizontal
EMO004547 | Marathon | AK-15195201J | HJN1 | 15 | kW | 380 | 29.6 | 50 | 4P | 1480 | NU309 | 6309 | 160L |  | 3 | 0.85 | 90.6 | 55 | Class F | S1 | Delta | Available | [5 empty] | 160 |  | Internal | Horizontal
EMO004548 | Marathon | AK-1595001J | HJN1 | 37 | kW | 380 | 69.7 | 50 | 4P | 1400 | NU313 | 6313 | 225S |  | 3 | 0.87 | 92.7 | 55 | Class F | S1 | Delta | Available | [5 empty] | 225 |  | Internal | Horizontal
EMO004549 | HARTING | 26852504 | BK6011U/D09XA | 3 | kW | 380 | 6.8 | 50 | 4P | 1400 |  |  | Gear Box |  | 3 | 0.86 |  |  | Class F |  | Delta | [8 empty] | Internal | Vertical
EMO004550 | HARTING | 26850095 | BK6011U/D09XA | 3 | kW | 380 | 6.8 | 50 | 4P | 1400 |  |  | Gear Box |  | 3 | 0.86 |  |  | Class F |  | Delta |  |  |  |  | - | - | - |  | Internal | Vertical
EMO004551 | HARTING | 26850095 | BK6011U/D09XA | 3 | kW | 380 | 6.8 | 50 | 4P | 1400 |  |  | Gear Box |  | 3 | 0.86 |  |  | Class F |  | Delta |  |  |  |  | - | - | - |  | Internal | Vertical
EMO004552 | HARTING | 26850095 | BK6011U/D09XA | 3 | kW | 380 | 6.8 | 50 | 4P | 1400 |  |  | Gear Box |  | 3 | 0.86 |  |  | Class F |  | Delta |  |  |  |  | - | - | - |  | Internal | Vertical
EMO004553 | HARTING | 26852504 | BK6011U/D09XA | 3 | kW | 380 | 6.8 | 50 | 4P | 1400 |  |  | Gear Box |  | 3 | 0.86 |  |  | Class F |  | Delta |  |  |  |  | - | - | - |  | Internal | Vertical
EMO004554 | HARTING | 26852504 | BK6011U/D09XA | 3 | kW | 380 | 6.8 | 50 | 4P | 1400 |  |  | Gear Box |  | 3 | 0.86 |  |  | Class F |  | Delta |  |  |  |  | - | - | - |  | Internal | Vertical
EMO004555 | HARTING | 26852504 | BK6011U/D09XA | 3 | kW | 380 | 6.8 | 50 | 4P | 1400 |  |  | Gear Box |  | 3 | 0.86 |  |  | Class F |  | Delta |  |  |  |  | - | - | - |  | Internal | Vertical
EMO004610 | SEW | 18505600 | DRS71S4 | 0.15 | kW | 380 | 0.31 | 50 | 4P | 1405 |  |  | Gear Box |  | 3 | 0.86 |  |  | Class F |  | Delta |  |  |  |  | - | - | - |  | Internal | Vertical
EMO004382 | ABB |  | M2BA | 22 | kW | 380 | 43 | 50 | 4P | 1460 | 6310 | 6310 | 180L |  | 3 | 0.84 |  | 55 | Class F | S1 | Delta | Available |  |  |  | 250 | 270 | 180 |  | Internal | Horizontal
EMO004386 | Stromberg | 203454 | HXUR | 22 | kW | 380 | 43 | 50 | 4P | 1450 | 6310 | 6310 | 180M |  | 3 | 0.86 |  | 55 | Class B | S1 | Delta | Available | [7 empty] | Internal | Horizontal
EMO004387 | Stromberg | 9560MP | HXUR | 15 | kW | 380 | 30 | 50 | 4P | 1420 | 6309 | 6308 | 160L |  | 3 | 0.6 |  | 54 | Class B | S1 | Delta | Available | [7 empty] | Internal | Horizontal
EMO004385 | ABB |  | M2AA | 0.5 | kW | 380 | 2 | 50 | 4P | 1485 | 6305 | 6204 | BHUR |  | 3 | 0.76 |  | 55 | Class F |  | Delta | Not Available | [5 empty] | 90 |  | Internal | Horizontal
EMO004383 | GMBH | 1511464926 | FCM | 55 | kW | 380 | 102 | 50 | 4P | 1485 |  |  | 250M |  | 3 | 0.87 | 93.5 | 55 | Class F | S1 | Delta | Not Available | [7 empty] | Internal | Horizontal
EMO004384 | GMBH | 1511464929 | FCM | 55 | kW | 380 | 102 | 50 | 4P | 1460 |  |  | 250 |  | 3 | 0.87 | 93.5 | 55 | Class F | S1 | Delta | Not Available |  |  |  | - | - | 250 |  | Internal | Horizontal
EMO004388 | GMBH | 1503361972 | FCPA | 7.5 | kW | 380 | 15.3 | 50 | 4P | 1460 |  |  | 132 |  | 3 | 0.84 | 88.7 | 55 | Class F | S1 | Delta | Not Available |  |  |  | - | - | 132 |  | Internal | Horizontal
EMO004389 | GMBH | 1509440640 | FCPA | 7.5 | kW | 380 | 15.3 | 50 | 4P | 1485 |  |  | 132 |  | 3 | 0.84 | 88.7 | 55 | Class F | S1 | Delta | Not Available | [5 empty] | 132 |  | Internal | Horizontal
EMO004390 | GMBH | 1501337911 | FCMP | 90 | kW | 380 | 167 | 50 | 4P | 1485 |  |  | 280 |  | 3 | 0.87 | 94.2 | 55 | Class F | S1 | Delta | Not Available | [5 empty] | 280 |  | Internal | Horizontal
EMO004391 | GMBH | 1501337922 | FCMP | 90 | kW | 380 | 167 | 50 | 4P | 1425 |  |  | 280 |  | 3 | 0.87 | 94.2 | 55 | Class F | S1 | Delta | Not Available | [5 empty] | 280 |  | Internal | Horizontal
EMO004392 | GMBH | 0186705035103H | K2IR | 4 | kW | 380 | 8.7 | 50 | 4P | 1435 |  |  | 112M |  | 3 | 0.78 |  | 55 |  |  | Delta | Not Available |  |  |  | 140 | 190 | 112 |  | Internal | Horizontal
EMO004393 | Fromberg | 8103MP | HXUR | 4 | KW | 380 | 8.7 | 50 | 4P | 1470 | 6307 | 6206 | 225 |  | 3 | 0.83 |  | 55 | Class F | S1 | Delta | Not Available | [5 empty] | 225 |  | Internal | Horizontal
EMO004562 | Hoyer | SH5881320116 | HMC3-SH | 11 | kW | 400 | 21 | 50 | 4P | 1425 | 6309 | 6309 | 160M |  | 3 | 0.85 |  | 55 | Class F | S1 | Delta | Not Available | [5 empty] | 160 |  | Internal | Horizontal
EMO004563 | BEVI | S05-226-032 | 25IEL | 1.5 | kW | 400 | 3.4 | 50 | 6P | 975 |  |  | 90L |  | 3 | 0.76 | 82.8 | 55 | Class F | S1 | Delta | Not Available | [5 empty] | 90 |  | Internal | Horizontal
EMO004526 | Olaer |  | YXL | 1.5 | KW | 380 | 4 | 50 | 4P | 1460 |  |  | 100l |  | 3 |  |  | 55 | Class F | S1 | Start | Not Available | [5 empty] | 100 |  | Internal | Horizontal
EMO004396 | Oy fromberg AB | 7474MP | HXUR | 22 | kW | 380 | 43 | 50 | 4P | 1450 | 6310 | 6309 | 180L |  | 3 | 0.86 |  | 54 | Class F | S1 | Delta | Available | [5 empty] | 180 |  | Internal | Horizontal
EMO004397 | Stromberg | 944TM | HXUR | 22 | kW | 380 | 45 | 50 | 4P | 1430 | 6310 | 6309 | 180 |  | 3 | 0.82 |  | 54 | Class F | S1 | Delta | Available | [5 empty] | 180 |  | Internal | Horizontal
EMO004398 | ABB | MK110062-D | MT | 2.2 | kW | 380 | 5.2 | 50 | 4P | 1470 |  |  | 100L |  | 3 | 0.76 |  | 55 | Class F | S1 | Delta | Not Available | [5 empty] | 100 |  | Internal | Horizontal
EMO004421 | TECO | E715A240001 | AEEFLD | 37 | kW | 380 | 71.6 | 50 | 4P | 1470 | 6314 | 6212 | 200LC |  | 3 |  |  | 55 | Class F | S1 | Delta | Not Available | [7 empty] | Internal
EMO004422 | TECO | E715A240002 | AEEFLD | 37 | kW | 380 | 71.6 | 50 | 4P | 1470 | 6314 | 6212 | 200LC |  | 3 |  |  | 55 | Class F | S1 | Delta | Not Available | [7 empty] | Internal
EMO004423 | TECO | E715A240003 | AEEFLD | 37 | kW | 380 | 71.6 | 50 | 4P | 1435 | 6314 | 6212 | 200LC |  | 3 |  |  | 55 | Class F | S1 | Delta | Not Available | [7 empty] | Internal
EMO004424 | TECO | E315A669001 | AEEFPA | 2.2 | kW | 380 | 5.12 | 50 | 4P | 1470 | 6206 | 6305 | 100L |  | 3 |  |  | 55 | Class F | S1 | Start | Not Available | [7 empty] | Internal
EMO004404 | ABB | A405003085006 | M2QA | 55 | KW | 380 | 102 | 50 | 4P | 1470 | 6314 | 6214 | 250M |  | 3 | 0.88 |  | 55 | Class F | S1 | Delta | Available |  |  |  | 350 | 400 | 250 |  | Internal | Horizontal
EMO004405 | ABB | A405003085002 | M2QA | 55 | KW | 380 | 102 | 50 | 4P | 1425 | 6314 | 6214 | 250M |  | 3 | 0.88 |  | 55 | Class F | S1 | Delta | Available |  |  |  | 350 | 400 | 250 |  | Internal | Horizontal
EMO004406 | TECO |  | AEEBKB | 1.5 | KW | 380 | 3.5 | 50 | 4P | 1465 |  |  | 90L |  | 3 |  |  | 55 | Class F | S1 | Star | Not Available | [5 empty] | 90 |  | Internal | Horizontal
EMO004407 | ABB | A403025061017 | M2QA | 22 | kw | 380 | 40.9 | 50 | 4P | 1440 | 6310 | 6210 | 180L |  | 3 |  |  | 55 | Class F | S1 | Delta | Not Available | [5 empty] | 180 |  | Internal | Horizontal
EMO004408 | ABB | A404008041017 | M2QA | 7.5 | KW | 380 | 15.2 | 50 | 4P | 1475 | 6208 | 6207 | 132L |  | 3 |  |  | 55 | Class F | S1 | Delta | Not Available | [5 empty] | 132 |  | Internal | Vertical
EMO004409 | TECO | 2163713459 | AEEBKB | 1.5 | kW | 380 | 3.52 | 50 | 4P | 1425 | 6205 | 6205 | 90L |  | 3 |  |  | 55 | Class F | S1 | Start | Not Available | [7 empty] | Internal
EMO004523 | Olaer |  | YXL | 1.5 | kw | 380 | 4 | 50 | 4P | 1470 |  |  | 100L |  | 3 |  |  | 55 | Class F | S1 | Start | Not Available |  |  |  | * | * | 100 |  | Internal | Horizontal
EMO004425 | ABB | 3857MT | HXUR | 30 | KW | 380 | 58 | 50 | 4P | 1450 | 6312 | 6311 | 200M |  | 3 | 0.86 |  | 55 | Class F | S1 | Delta | Available |  |  |  | 270 | 310 | 200 |  | Internal | Horizontal
EMO004427 | ABB | 5140VM | HXA | 22 | KW | 380 | 45 | 50 | 4P | 1480 | 6310 | 6309 | 180L |  | 3 | 0.82 |  | 55 | Class F | S1 | Delta | Available | [5 empty] | 180 |  | Internal | Horizontal
EMO004426 | ABB | 4190VM | HXA | 30 | kW | 380 | 59 | 50 | 4P | 1470 | 6312 | 6311 | 200ML |  | 3 | 0.84 |  | 55 | Class F | S1 | Delta | Available | [5 empty] | 200 |  | Internal | Horizontal
EMO004428 | ABB |  | M2HA | 2.2 | KW | 380 | 5.2 | 50 | 4P | 1430 |  |  | 100 |  | 3 |  |  | 55 | Class F | S1 | Start | Not Available | [5 empty] | 100 |  | Internal | Horizontal
EMO004524 | TATUNG | 63082016 | IK | 3.7 | KW | 380 | 8.7 | 50 | 4P | 1460 | 6307 | 6206 | 112 |  | 3 |  |  | 54 | Class F | S1 |  | Not Available |  |  |  | 140 | 180 | 112 |  | Internal | Horizontal
EMO004525 | TATUNG |  |  | 37 | KW | 380 | 71 | 50 | 4P | 1460 |  |  |  |  | 3 |  |  | 55 | Class F | S1 |  | Not Available | [7 empty] | Internal | Horizontal
EMO004417 | TATUNG |  |  | 37 | KW | 380 | 71 | 50 | 4P | 1460 |  |  |  |  | 3 |  |  | 55 | Class F | S1 |  | Not Available | [7 empty] | Internal | Horizontal
EMO004418 | TATUNG | 63039774 | BBFC-AD | 18.5 | KW | 380 | 37.6 | 50 | 4P | 1460 | 6310 | 6210 | 180 |  | 3 |  | 90.2 | 55 | Class F | S1 |  | Not Available |  |  |  | 240 | 280 | 180 |  | Internal | Horizontal
EMO004419 | TATUNG | 63039775 | BBFC-AD | 18.5 | KW | 380 | 37.6 | 50 | 2P | 2910 | 6310 | 6210 | 180 |  | 3 |  | 90.2 |  | Class F | S1 |  | Not Available |  |  |  | 240 | 280 | 180 |  | Internal | Horizontal
EMO004420 | XUNSENG |  | BC | 0.5 Hp | HP | 380 | 1.2 | 50 | 2P | 2910 |  |  |  |  | 3 |  |  | 55 | Class F | S1 | [9 empty] | Internal | Horizonxul
EMO004527 | ABB | MK420-30213D | HXA | 37 | KW | 380 | 73 | 50 | 4P | 1470 | 6312 | 6311 | 200l |  | 3 | 0.84 |  | 55 | Class F | S1 | Delta | Available | [5 empty] | 200 |  | Internal | Vertical
EMO004528 | Oy fromberg AB | 3133610 | HXUR | 37 | KW | 380 | 71 | 50 | 4P | 1477 | 6312 | 6311 | 200l |  | 3 | 0.86 |  | 54 | Class F | S1 | Delta | Available |  |  |  | * | * | 200 |  | Internal | Vertical
EMO004529 | ABB | 361P16300707 | M3AA | 18.5 | kW | 380 | 34.5 | 50 | 4P | 1477 | 6310 | 6209 | 180MLA |  | 3 | 0.84 |  | 55 | Class F | S1 | Delta | Not Available | [7 empty] | Internal | Lorizonabl
EMO004530 | ABB | 361P16300706 | M3AA | 18.5 | kW | 380 | 34.5 | 50 | 2P | 2930 | 6310 | 6209 | 180MLA |  | 3 | 0.84 |  | 55 | Class F | S1 | Delta | Not Available | [7 empty] | Internal | Lorizonabl
MFB000328 | GARDNER DENVER | 730-00675/062 | G200 2BH1 | 25 | kW | 380 | 52 | 60 | 2P | 2930 |  |  |  |  | 3 |  | 91.4 | 55 |  |  | Delta | Available |  |  |  | 210 | 250 | 160 |  | Internal | Vertical
MFB000329 | GARDNER DENVER |  | G200 2BH1 | 25 | kW | 380 | 52 | 60 | 4/10P | 705/1855 |  |  |  |  | 3 |  | 91.4 | 55 |  |  | Delta | Available |  |  |  | 210 | 250 | 160 |  | Internal | Vertical
EMO004564 | DEMAG | 50617681 | ZBF112A8/2 | 0.46/1.90 | KW | 380 | 2.50/4.30 | 50 | 2/12P | 400/2870 |  |  | 112A |  | 3 | 0.49/0.85 |  | 54 | Class F |  | Start | Not Available | [5 empty] | 112 |  | Internal | Vertical
EMO004566 | DEMAG | 34619997 | ZBR132D12/2 | 1.40/8.90 | KW | 380 | 9.60/18.50 | 50 | 2/10P | 700/2860 |  |  | 132D |  | 3 | 0.54/0.89 |  | 55 | Class F |  | Start/Delta | Not Available | [5 empty] | 132 |  | Internal | Vertical
EMO004565 | DEMAG | 50617674 | 2BF132B8/2 | 0.88/3.50 | KW | 380 | 4.10/7.70 | 50 | 2/10P | 705/2855 |  |  | 132B |  | 3 | 0.50/0.86 |  | 54 | Class F |  | Start | Not Available | [5 empty] | 132 |  | Internal | Vertical
EMO004567 | DEMAG | 50617685 | 2BF112A8/2 | 0.46/1.90 | KW | 380 | 2.50/4.30 | 50 | 2/12P | 470/2915 |  |  | 112A |  | 3 | 0.45/0.85 |  | 54 | Class F |  | Start/Delta | Not Available | [5 empty] | 112 |  | Internal | Vertical
EMO004569 | DEMAG | 34620731 | 2BR200B12/2 | 3.4/21.7 | KW | 380 | 22/43 | 50 | 8P | 970 |  |  | 200B |  | 3 | 0.36/0.90 |  | 54 | Class F |  | Start | Not Available | [5 empty] | 200 |  | Internal | Vertical
EMO004571 | DEMAG | 50616452 | KBH225B | 40 | KW | 380 | 95 | 50 | 4P | 1410 |  |  | 225B |  | 3 | 0.79 |  | 55 | Class F |  | Delta | Not Available | [5 empty] | 225 |  | Internal | Vertical
EMO004572 | DEMAG | 50616452 | KBA112B | 5.2 | KW | 380 | 14.2 | 50 | 2/12P | 470/2915 |  |  | 112B |  | 3 | 0.75 |  | 55 | Class F |  | Start | Not Available | [5 empty] | 112 |  | Internal | Vertical
EMO004570 | DEMAG | 34620730 | 2BR200B12/2 | 3.4/21.7 | KW | 380 | 22/43 | 50 | 2/10P | 700/2880 |  |  | 200B |  | 3 | 0.36/0.90 |  | 55 | Class F |  | Start/Delta | Not Available | [5 empty] | 200 |  | Internal | Vertical
EMO004568 | DEMAG | 50617675 | 2BF132B8/2 | 0.88/3.50 | KW | 380 | 4.10/7.70 | 50 | 2/10P | 705/2855 |  |  | 132 |  | 3 | 0.50/0.86 |  | 54 | Class F |  | Start/Delta | Not Available | [5 empty] | 132 |  | Internal | Vertical
EMO004574 | DEMAG | 50617693 | 2BF112A8/12 | 0.46/1.90 | KW | 380 | 2.50/4.3 | 50 | 2/12P | 470/2915 |  |  | 112a |  | 3 | 0.49/0.85 |  | 54 | Class F |  | Start | Not Available | [5 empty] | 112 |  | Internal | Vertical
EMO004575 | DEMAG | 34620247 | ZBR200B12/2 | 3.4/21.7 | KW | 380 | 22/43 | 50 | 2/10P | 700/2880 |  |  | 200B |  | 3 | 0.36/0.90 |  | 54 | Class F |  | Start | Not Available | [5 empty] | 200 |  | Internal | Vertical
EMO004573 | DEMAG | 50617676 | ZBF132B8/12 | 0.88/3.50 | KW | 380 | 4.10/7.70 | 50 | 2P | 2965 |  |  | 132B |  | 3 | 0.50/0.86 |  | 54 | Class F |  | Start | Not Available | [5 empty] | 132 |  | Internal | Vertical
EMO004535 | Marathon | WX11000212-2001J | HJN1 | 45 | KW | 380 | 81.8 | 50 |  |  | 6113 | 6313 | 225m |  | 3 | 92.9 |  | 55 | Class F | S1 | Delta | Not Available |  |  |  | 310 | 360 | 225 |  | Internal | Horizontal
EMO004492 | [5 empty] | POSISI MOTOR SULIT TIDAK BISA DI CHECK |  | 50 | [6 empty] | 3 | [10 empty] | 310 | 360 | 225
EMO003906 | [5 empty] | POSISI MOTOR SULIT TIDAK BISA DI CHECK |  | 50 | 6P | 1150 |  |  |  |  | 3 | [10 empty] | Drive
EMO004493 | TMEIC | E167050HF | IDF-CHKWII | 750 | KW | 690 | 770 | 50 | 6P | 1150 | 6228 | 6228 | 450 |  | 3 |  |  | 44 | Class F | S1 |  | Available | [5 empty] | 450 |  | Internal | Horizontal
EMO004494 | TMEIC | E167060HF | IDFCHK11 | 750 | kw | 690 | 770 | 50 | 4P | 1750 | 6228 | 6228 | 450 |  | 3 |  |  | 44 | Class F | S1 |  | Available |  |  |  | Drive |  | 450 |  | Internal | Horizontal
EMO004517 | TMEIC | E167520HM | IDFCHK11 | 250 | KW | 420 | 405 | 58.8 | 4P | 1750 | 6220 | 6220 | 280L |  | 3 |  |  | 44 | Class F | S1 |  | Available |  |  |  | Drive |  | 280 |  | Internal | Horizontal
EMO004516 | TOSHIBA |  | TIKK | 15 | KW | 420 | 26 | 60 |  |  | 6310 | 6208 | 160L |  | 3 |  |  | 44 | Class F | S1 |  | Not Available |  |  |  | Drive |  | 160 |  | Internal | Horizontal
EMO004518 | TMEIC |  |  | 33 |  | 420 | 56 | 50 | 6P | 1000 |  |  |  |  | 3 | [10 empty] | Drive
EMO004641 | SEW |  | DRS | 1.3 | kW | 400 | 3.3 | 50 | 2P | 2830 |  |  | 90M |  | 3 | 0.8 | 60 | 54 | Class F |  |  | Not Available |  |  |  | Drive |  |  |  | Internal | Vertical
EMO005300 | Hanning | IEC/ENC0034-30 | 7F2SS-0006 | 0.75 | kW | 220/400 | 3.1 | 50 | 2P | 2830 |  |  |  |  | 3 | 0.77 | 78.3 | 55 | Class F |  | Delta | Not Available | [7 empty] | Internal | Vertical
EMO004643 | Hanning |  | 7F2SS-0006 | 0.75 | kW | 220/400 | 3.1 | 50 | 4P | 1465 |  |  |  |  | 3 | 0.77 | 78.3 | 55 | Class F |  | Delta | Not Available | [7 empty] | Internal | Vertical
EMO004318 | Siemens |  | ICV1 | 18.5 | kw | 380 | 35 | 50 | 4P | 1465 | 6210 | 6210 | 180M |  | 3 | 0.84 |  | 55 | Class F | S1 | Delta | Not Available | [5 empty] | 180 |  | Internal | Vertikal
EMO003847 | ABB |  | M2AA | 18.5 | KW | 380 | 36 | 50 | 4P | 1465 | 6310 | 6209 | 180M |  | 3 | 0.85 |  | 55 | Class F | S1 | Delta | Not Available |  |  |  | - | - | 180 |  | Internal | Vertikal
EMO004320 | Siemens |  | ICV2 | 18.5 | KW | 380 | 35 | 50 | 4P | 1500 | 6210 | 6210 | 180M |  | 3 | 0.84 |  | 55 | Class F | S1 | Delta | Not Available |  |  |  | * | * | 180 |  | Internal | Vertikal
EMO004329 | BOMEC | 160413941 | CM143P4 | 1.25 | KW | 400 | 3.12 | 50 | 4P | 1500 | NJ 2308 | 6308 |  |  | 3 | [6 empty] | Not Available | [7 empty] | Internal | Vertikal
EMO004330 | BOMEC |  | CM143P4 | 1.25 | kw | 400 | 3.12 | 50 | 4P | 1500 | NJ 2308 | 6308 |  |  | 3 | [6 empty] | Not Available | [7 empty] | Internal | Vertikal
EMO004332 | BOMEC | 160313669 | CM143P4 | 1.25 | kw | 400 | 3.12 | 50 | 4P | 1500 | NJ 2038 | 6308 |  |  | 3 | [6 empty] | Not Available | [7 empty] | Internal | Vertikal
EMO004332 | BOMEC | 160413836 | CM143P4 | 1.25 | KW | 400 | 3.12 | 50 | 4P | 1425 | NJ 2308 | 6308 |  |  | 3 | [6 empty] | Not Available | [7 empty] | Internal | Vertikal
EMO004439 | Marathon | 72103204J | HJN1 | 3 | kW | 380 | 6.5 | 50 | 4P | 1425 | 6206 | 6206 | 100L |  | 3 | 0.82 | 85.5 | 55 | Class F | S1 | Star | Not Available | [5 empty] | 100 |  | Internal | Horizontal
EMO004440 | Marathon | 72103203J | HJN1 | 3 | kW | 380 | 6.5 | 50 | 4P | 1425 | 6206 | 6206 | 100L |  | 3 | 0.82 | 85.5 | 55 | Class F | S1 | Star | Not Available | [5 empty] | 100 |  | Internal | Horizontal
EMO004441 | Marathon | 72103206J | HJN1 | 3 | kW | 380 | 6.5 | 50 | 4P | 1425 | 6206 | 6206 | 100L |  | 3 | 0.82 | 85.5 | 55 | Class F | S1 | Star | Not Available | [5 empty] | 100 |  | Internal | Horizontal
EMO004442 | Marathon | 72103206J | HJN1 | 3 | kW | 380 | 6.5 | 50 | 4P | 1440 | 6206 | 6206 | 100L |  | 3 | 0.82 | 85.5 | 55 | Class F | S1 | Star | Not Available | [5 empty] | 100 |  | Internal | Horizontal
EMO004443 | Marathon | 72103401J | HJN1 | 4 | K3 | 380 | 8.56 | 50 | 4P | 1440 | 6306 | 6306 | 112m |  | 3 | 0.82 | 86.6 | 55 | Class F | S1 | Delta | Not Available |  |  |  | 140 | 185 | 112 |  | Internal | Horizontal
EMO004444 | Marathon | 72103404 | HJN1 | 4 | kw | 380 | 8.56 | 50 | 4P | 1440 | 6306 | 6306 | 112m |  | 3 | 0.82 | 86.6 | 55 | Class F | S1 | Delta | Not Available |  |  |  | 140 | 185 | 112 |  | Internal | Horizontal
EMO004445 | Marathon | 72103402J | HJN1 | 4 | kW | 380 | 8.56 | 50 | 4P | 1440 | 6306 | 6306 | 112M |  | 3 | 0.82 | 86.6 | 55 | Class F | S1 | Delta | Not Available | [5 empty] | 112 |  | Internal | Porizonmal
EMO004446 | Marathon | 72103403J | HJN1 | 4 | kW | 380 | 8.56 | 50 | 4P | 1440 | 6306 | 6306 | 112M |  | 3 | 0.82 | 86.6 | 55 | Class F | S1 | Delta | Not Available | [5 empty] | 112 |  | Internal | Horizontal
EMO004447 | Marathon | 72104202J | HJN1 | 22 | kW | 380 | 40.7 | 50 | 2P | 2950 | 6311 | 6311 | 180L |  | 3 | 0.9 | 91.3 | 55 | Class F | S1 | Delta | Not Available | [5 empty] | 180 |  | Internal | Horizontal
EMO004448 | Marathon | 72104201J | HJN1 | 22 | kW | 380 | 40.7 | 50 | 2P | 2950 | 6311 | 6311 | 180L |  | 3 | 0.9 | 91.3 | 55 | Class F | S1 | Delta | Not Available | [5 empty] | 180 |  | Internal | Horizontal
EMO001688 | TECO | K950791-2 | AEEBAC | 11 | kW | 380 | 22.6 | 50 | 4P | 1465 | 6309 | 6307 | 160M |  | 3 |  |  | 55 | Class F | S1 | Delta | Not Available |  |  |  | 210 | 250 | 160 |  | Internal | Horizontal
EMO004478 | CUTES | 0514086 | YE3 | 7.5 | kW | 380 | 15 | 50 | 4P | 1465 | 6208 | 6208 | 132M |  | 3 | 0.84 | 90 | 55 | Class F | S1 | Delta | Not Available | [5 empty] | 132 |  | Internal | Horizontal
EMO004479 | CUTES | 0510571 | YE3 | 5.5 | kW | 380 | 11.2 | 50 | 4P | 1465 | 6208 | 6208 | 132S |  | 3 | 0.83 | 89.3 | 55 | Class F | S1 | Delta | Not Available | [5 empty] | 132 |  | Internal | Horizontal
EMO004623 | CUTES | 0512759 | YE3 | 5.5 | kW | 380 | 11.2 | 50 | 4P | 1465 | 6208 | 6208 | 132S |  | 3 | 0.83 | 89.3 | 55 | Class F | S1 | Delta | Not Available | [5 empty] | 132 |  | Internal | Horizontal
EMO004624 | CUTES | 0513076 | YE3 | 7.5 | kW | 380 | 15 | 50 | 4P | 1465 | 6208 | 6208 | 132M |  | 3 | 0.84 | 90 | 55 | Class F | S1 | Delta | Not Available | [5 empty] | 132 |  | Internal | Horizontal
EMO004625 | CUTES | 0513081 | YE3 | 7.5 | kW | 380 | 15 | 50 | 4P | 1465 | 6208 | 6208 | 132M |  | 3 | 0.84 | 90 | 55 | Class F | S1 | Delta | Not Available | [5 empty] | 132 |  | Internal | Horizontal
EMO004626 | CUTES | 0512760 | YE3 | 5.5 | kW | 380 | 11.2 | 50 | 4P | 1465 | 6208 | 6208 | 132S |  | 3 | 0.83 | 89.3 | 55 | Class F | S1 | Delta | Not Available | [5 empty] | 132 |  | Internal | Horizontal
EMO004627 | CUTES | 0513080 | YE3 | 7.5 | kW | 380 | 15 | 50 | 4P | 1485 | 6208 | 6208 | 132M |  | 3 | 0.84 | 90 | 55 | Class F | S1 | Delta | Not Available | [5 empty] | 132 |  | Internal | Horizontal
EMO004628 | Marathon | 72103901J | HJN1 | 11 | kW | 380 | 22.2 | 50 | 4P | 1470 | 6306 | 6309 | 160M |  | 3 | 0.84 | 89.8 | 55 | Class F | S1 | Delta | Not Available | [5 empty] | 160 |  | Internal | Horizontal
EMO004186 | Marathon | 72104405J | HJN1 | 30 | kW | 380 | 57.4 | 50 | 4P | 1470 | 6312 | 6312 | 200L |  | 3 | 0.86 | 92.3 | 55 | Class F | S1 | Delta | Not Available | [5 empty] | 200 |  | Internal | Horizontal
EMO004187 | Marathon | 72104403J | HJN1 | 30 | kW | 380 | 57.4 | 50 | 4P | 1489 | 6312 | 6312 | 200L |  | 3 | 0.86 | 92.3 | 55 | Class F | S1 | Delta | Not Available | [5 empty] | 200 |  | Internal | Horizontal
EMO004467 | ABB Stormberg | 4542195 | HXUR | 500 | kW | 3000 | 114 | 50 | 4P | 1480 | 6324 | 6322 | 400L |  | 3 | 0.88 |  | 55 | Class F | S1 | [9 empty] | Internal | Horizontal
EMO004468 | TMEIC | E167312HF | IDF-BHKWII | 355 | kW | 3000 | 85 | 50 | 4P | 1480 | NU326 | 6220 | 315H |  | 3 |  |  | 44 | Class F | S1 | [7 empty] | 315 |  | Internal | Horizontal
EMO004469 | TMEIC | E167313HF | IDF-BHKWII | 355 | kW | 3000 | 85 | 50 | 4P | 1485 | NU326 | 6220 | 315H |  | 3 |  |  | 44 | Class F | S1 | [7 empty] | 315 |  | Internal | Horizontal
EMO004470 | TMEIC | E167350HF | IDF-BHKWII | 400 | kW | 3000 | 95.5 | 50 | 4P | 1485 | 6220 | 6220 | 315H |  | 3 |  |  | 44 | Class F | S1 | [7 empty] | 315 |  | Internal | Horizontal
EMO004471 | TMEIC | E167352HF | IDF-CHKWII | 400 | kW | 3000 | 95.5 | 50 | 4P | 1485 | 6220 | 6220 | 315H |  | 3 |  |  | 44 | Class F | S1 | [7 empty] | 315 |  | Internal | Horizontal
EMO004472 | TMEIC | E167360HF | IDF-CHKWII | 300 | kW | 3000 | 72 | 50 | 4P | 1485 | 6328 | 6224 | 355H |  | 3 |  |  | 44 | Class F | S1 |  | Available | [5 empty] | 355 |  | Internal | Porizontml
EMO004473 | TMEIC | E167362HF | IDF-CHKWII | 300 | kW | 3000 | 72 | 50 | 4P | 1485 | 6328 | 6224 | 355H |  | 3 |  |  | 44 | Class F | S1 |  | Available | [5 empty] | 355 |  | Internal | Horizontal
EMO004474 | TMEIC | E167363HF | IDF-CHKWII | 300 | kW | 3000 | 72 | 50 | 4P | 1489 | 6328 | 6224 | 355H |  | 3 |  |  | 44 | Class F | S1 |  | Available | [5 empty] | 355 |  | Internal | Horizontal
EMO004475 | Stromberg | 4540062-1088 | HXUR | 500 | kW | 3000 | 114 | 50 | 4P | 1750 | 6324 | 6322 | 400L |  | 3 | 0.88 |  | 55 | Class F | S1 |  | Available | [5 empty] | 400 |  | Internal | Horizontal
EMO004490 | TMEIC | E167080HF | IDFCHK11 | 500 | KW | 420 | 800 | 58.7 | 4P | 1750 | 6224 | 6224 | 355H |  | 3 |  |  | 44 | Class F | S1 |  | Available |  |  |  | Drive | 680 | 355 |  | Internal | Horizontal
EMO003949 | TMEIC | E167180HF | IDFCHK11 | 710 | KW | 410 | 1120 | 58.8 | 4P | 1450 | 6228 | 6228 | 400H |  | 3 |  |  | 44 | Class F | S1 |  | Available |  |  |  | Drive |  | 400 |  | Internal | Horizontal
EMO004489 | TMEIC | E167080HF | IDFCHK11 | 355 | KW | 420 | 575 | 50 | 4P | 1460 | 6220 | 6220 | 315H |  | 3 |  |  | 44 | Class F | S1 |  | Available |  |  |  | Drive |  | 315 |  | Internal | Horizontal
EMO004453 | TRUWATER | 61508004 | MK | 11 | kW | 380 | 22.5 | 50 | 4P | 1460 | 6309 | 6309 | 160M |  | 3 |  |  | 55 | Class F | S1 | Delta | Available |  |  |  | 210 | 260 | 160 |  | Internal | Horizontal
EMO004454 | TRUWATER | 61508009 | MK | 11 | kW | 380 | 22.5 | 50 | 4P | 1480 | 6309 | 6309 | 160M |  | 3 |  |  | 55 | Class F | S1 | Delta | Available |  |  |  | 210 | 260 | 160 |  | Internal | Horizontal
EMO004088 | Marathon | 72104703J | HJN1 | 37 | kW | 380 | 69.7 | 50 | 2P | 2962 | 6313 | 6313 | 225S |  | 3 | 0.87 | 92.7 | 55 | Class F | S1 | Delta | Not Available | [7 empty] | Internal | Horizontal
EMO002691 | ABB | 3291659 | M2BA | 55 | kW | 380 | 99 | 50 | 4P | 1480 | 6315 | 6315 | 250S |  | 3 | 0.9 |  | 55 | Class F | S1 | Delta | Available | [7 empty] | Internal | Horizontal
EMO004090 | Marathon | 72105201J | HJN1 | 75 | kW | 380 | 139 | 50 | 2P | 2990 | 6317 | 6317 | 280S |  | 3 | 0.87 | 94 | 55 | Class F | S1 | Delta | Available | [7 empty] | Internal | Horizontal
EMO004126 | Marathon | 72106601J | HAA | 200 | kW | 3000 | 54.2 | 50 | 2P | 2940 | 6319 | 6319 | 355 |  | 3 | 0.85 | 91.7 | 55 | Class F | S1 | Start | Available | [7 empty] | Internal | Horizontal
EMO004466 | Marathon | 04050201J | HJN1 | 15 | kW | 380 | 28.4 | 50 | 2P | 2950 | 6309 | 6309 | 160M |  | 3 | 389 | 90.3 | 55 | Class F | S1 | Delta | Not Available | [7 empty] | Internal | Horizontal
EMO004124 | Marathon | 72104601J | HJN1 | 37 | kW | 380 | 67.5 | 50 | 2P | 2970 | 6312 | 6312 | 200L |  | 3 | 0.9 | 92.5 | 55 | Class F | S1 | Delta | Not Available | [7 empty] | Internal | Horizontal
EMO004125 | Marathon | 04060101J | HJN1 | 75 | kW | 380 | 135 | 50 | 2P | 2950 | 6314 | 6314 | 280S |  | 3 | 0.9 | 93.8 | 55 | Class F | S1 | Delta | Available | [7 empty] | Internal | Horizontal
EMO004184 | Marathon | 72104203J | HJN1 | 22 | kW | 380 | 40.7 | 50 | 2P | 2955 | 6311 | 6311 | 180M |  | 3 | 0.9 |  | 55 | Class F | S1 | Delta | [8 empty] | Internal | Horizontal
EMO004128 | Marathon | 72104903 | HJN1 | 45 | kW | 380 | 81.8 | 50 | 4P | 1470 | 6313 | 6313 | 225L |  | 3 | 0.9 |  | 55 | Class F | S1 | Delta | Not Available | [7 empty] | Internal | Horizontal
EMO004188 | Marathon | 72104303J | HJN1 | 22 | kW | 380 | 42.4 | 50 | 4P | 1470 | 6311 | 6311 | 180L |  | 3 | 0.86 | 91.6 | 55 | Class F | S1 | Delta | Not Available | [5 empty] | 180 |  | Internal | Horizontal
EMO004189 | Marathon | 72104301J | HJN1 | 22 | kW | 380 | 42.4 | 50 | 4P | 1470 | 6311 | 6311 | 180L |  | 3 | 0.86 | 91.6 | 55 | Class F | S1 | Delta | Not Available | [5 empty] | 180 |  | Internal | Horizontal
EMO004174 | Marathon | 72107202j | HJN1 | 15 | kW | 380 | 31.4 | 50 | 4P | 1470 |  |  | HJN1 |  | 3 | 0.81 | 89.7 | [8 empty] | 278 | 275 | 180 |  | Internal | Horizontal
EMO004169 | Marathon | 72107404J | HJN1 | 30 | kW | 380 | 57.4 | 50 | 6P | 975 | 6312 | 6312 | 200L |  | 3 | 0.82 | 92.4 | 55 | Class F | S1 | Delta | Not Available | [5 empty] | 200 |  | Internal | Horizontal
EMO004294 | Marathon | 71171602J | HJN1 | 7.5 | kw | 380 | 17A | 50 | 4P | 1480 | 6308 | 6308 | 160L |  | 3 |  |  | 55 | class F | s1 | Delta | Not Available | [5 empty] | 160 |  | Internal | Horizontal
EMO004102 | Marathon | 72105901j | HJN1 | 132 | kw | 380 | 241 | 50 | 4P | 1480 | 6319 | 6319 | 315M |  | 3 | 0.88 | 94.7 | 55 | class F | s1 | Delta | Available |  |  |  | 500 | 500 | 315 |  | Internal | Horizontal
EMO004103 | Marathon | 72106307j | HJN1 | 160 | kw | 380 | 288 | 50 | 4P | 1470 | 6319 | 6319 | 315M |  | 3 | 0.89 | 94.9 | 55 | class F | S1 | Delta | Available |  |  |  | 500 | 500 | 315 |  | Internal | Horizontal
EMO004104 | Marathon | 72104410j | HJN1 | 30 | kw | 380 | 57.4 | 50 | 6P | 990 | 6312 | 6312 | 200l |  | 3 | 0.86 | 92.3 | 55 | class F | S1 | Delta | Not Available |  |  |  | 310 | 310 | 200 |  | Internal | Horizontal
EMO004105 | Marathon | 72106501j | HAA | 200 | kw | 3000 | 51 | 50 | 4P | 1480 | 6324 | 6324 | 400 |  | 3 | 0.82 | 91.9 | 55 | class F | S1 | Start | Available | [5 empty] | 400 |  | Internal | Horizontal
EMO004141 | Marathon | 72105202j | HJN1 | 75 | kw | 380 | 139 | 50 | 6P | 990 | 6317 | 6317 | 280s |  | 3 | 0.87 | 94 | 55 | Class F | S1 | Delta | Available | [5 empty] | 280 |  | Internal | Horizontal
EMO004108 | Marathon | 72106505J | HAA | 200 | kW | 380 | 51 | 50 | 4P | 1480 | 6324 | 6324 | 400 |  | 3 | 0.82 | 91.9 | 55 | Class F | S1 | Start | Available | [5 empty] | 400 |  | Internal | Horizontal
EMO004109 | Marathon | 72105608j | HJN1 | 110 | kW | 380 | 201 | 50 | 4P | 1470 | 6319 | 6319 | 315S |  | 3 | 0.88 | 94.5 | 55 | Class F | S1 | Delta | Available | [5 empty] | 315 |  | Internal | Horizontal
EMO004107 | Marathon | 72104409J | HJN1 | 30 | kW | 380 | 57.4 | 50 | 4P | 1480 | 6312 | 6312 | 200L |  | 3 | 0.86 | 92.1 | 55 | Class F | S1 | Delta | Not Available | [5 empty] | 200 |  | Internal | Horizontal
EMO004106 | Marathon | 72104801j | HJN1 | 45 | kw | 380 | 84.4 | 50 | 8P | 740 | 6313 | 6313 | 225m |  | 3 | 0.87 | 93.1 | 55 | Class F | S1 | Delta | Not Available | [5 empty] | 225 |  | Internal | Horizontal
EMO004342 | Marathon | AK15191801J | HJN1 | 55 | kW | 380 | 113 | 50 | 8P | 710 | NU319 | 6319 | 315S |  | 3 | 0.81 |  | 55 | Class F | S1 | Delta | Available | [5 empty] | 315 |  | Internal | Horizontal
EMO004275 | Siemens | 5438614 | ILE10010EA | 1.5 | KW | 380 | 3.15 | 50 | 2P | 2880 |  |  | 90S |  | 3 | 0.84 | 81.3 | 55 | class F | S1 | Start | Not Available |  |  |  | 125 | 130 | 90 |  | Internal | Vertikal
EMO005052 | ABB | CSE06-043926 | M2AA | 1.5 | KW | 380 | 3.1 | 50 | 2P | 2850 |  |  | 90L |  | 3 |  |  | 55 | class F | S1 | Start | Not Available | [5 empty] | 90 |  | Internal | Horizontal
EMO004271 | Siemens |  | K169-LE | 7.5 | KW | 380 | 25.6 | 50 | 4P | 1480 |  |  | 132M |  | 3 | 0.83 | 88.7 | 55 | Class F | S1 | Start | Not Available | [5 empty] | 132 |  | Internal | Vertikal
EMO004110 | Marathon | 72105606j | HJN1 | 110 | kw | 380 | 201 | 50 | 4P | 1480 | 6319 | 6319 | 315s |  | 3 | 0.82 | 91.9 | 55 | Class F | S1 | Delta | Available | [5 empty] | 315 |  | Internal | Horizontal
EMO004644 | Marathon |  | HJN1 | 55 | kW | 380 | 103 | 50 | 4P | 1480 | 6314 | 6314 | 250M |  | 3 | 0.87 | 93.5 | 55 | Class F | S1 | Delta | [6 empty] | 250 |  | Internal | Horizontal
EMO004111 | Marathon | 72105602J | HJN1 | 110 | kW | 380 | 201 | 50 | 2P | 2965 | 6319 | 6319 | 315S |  | 3 | 0.88 | 94.5 | 55 | Class F | S1 | Delta | Available | [5 empty] | 315 |  | Internal | Horizontal
EMO004112 | Marathon |  | HJN1 | 45 | kW | 380 | 81.8 | 50 | 2P | 2950 | 6313 | 6313 | 225M |  | 3 | 0.9 | 92.9 | 55 | Class F | S1 | Delta | Not Available | [5 empty] | 225 |  | Internal | Horizontal
EMO004113 | Marathon |  | HJN1 | 37 | kW | 380 | 67.5 | 50 | 2P | 2950 | 9312 | 9312 | 200L |  | 3 | 0.9 | 92.5 | 55 | Class F | S1 | Delta | Not Available |  |  |  | 310 | 320 | 200 |  | Internal | Horizontal
EMO004114 | Marathon |  | HJN1 | 37 | kW | 380 | 67.5 | 50 | 2P | 2950 | 9312 | 9312 | 200L |  | 3 | 0.9 | 92.5 | 55 | Class F | S1 | Delta | Not Available |  |  |  | 310 | 320 | 200 |  | Internal | Horizontal
EMO004177 | Marathon |  | HJN1 | 30 | kW | 380 | 59.2 | 50 | 6P | 965 | 6313 | 6313 | 225M |  | 3 | 0.84 | 91 | 55 | Class F | S1 | Delta | Not Available | [7 empty] | Internal | Horizontal
EMO003249 | TECO | 9J60016 | AEEBAC | 11 | kW | 380 | 23.7 | 50 | 6P | 980 | 6307 | 6309 | 160L |  | 3 |  |  | 55 | Class F | S1 | Delta | Not Available |  |  |  | 210 | 250 | 160 |  | Internal | Horizontal
EMO004172 | Marathon | 72107302J | HJN1 | 22 | KW | 380 | 45.4 | 50 | 6P | 980 | 6312 | 6312 | 200L |  | 3 | 0.81 | 90.9 | 55 | Class F | S1 | Delta | Not Available |  |  |  | 300 | 320 | 200 |  | Internal | Horizontal
EMO004171 | Marathon | 72107301J | HJN1 | 22 | KW | 380 | 45.4 | 50 | 6P | 988 | 6312 | 6312 | 200L |  | 3 | 0.81 | 90.9 | 55 | Class F | S1 | Delta | Not Available |  |  |  | 300 | 320 | 200 |  | Internal | Horizontal
EMO004361 | TECO | FE16470M-1 | AEECT | 1300 | kW | 3000 | 307 | 50 | 4P | 1445 | 6330 | NU230 | 630A |  | 3 |  |  | 55 | Class F | S1 | Delta | Available | [7 empty] | Internal | Horizontal
EMO004345 | NORD | 201745930-200 | SK | 7.5 | KW | 380 | 15.3 | 50 | 4P | 1470 |  |  | 132M |  | 3 | 0.84 |  | 55 | Class F | S1 | Delta | Not Available | [5 empty] | 132 |  | Internal | Vertikal
EMO004355 | NORD | 201745930-100 | SK | 30 | KW | 380 | 57.6 | 50 | 6P | 974 |  |  | 200L |  | 3 | 0.83 |  | 55 | Class F | S1 | Delta | Not Available | [5 empty] | 200 |  | Internal | Vertikal
EMO004632 | ABB | 3G1C17093058966202 | M2BAX | 22 | KW | 380 | 46.7 | 50 | 6P | 974 | 6212 | 6209 | 200ML |  | 3 | 0.79 | 90.9 | 55 | Class F | S1 | Delta | Not Available |  |  |  | 300 | 320 | 200 |  | Internal | Horizontal
EMO004633 | ABB | 3G1C17093058966201 | M2BAX | 22 | kW | 380 | 46.7 | 50 | 4P | 1485 | 6212 | 6209 | 200ML |  | 3 | 0.79 | 90.9 | 55 | Class F | S1 | Delta | Not Available |  |  |  | 300 | 320 | 200 |  | Internal | Horizontal
EMO004630 | Siemens | 1LE0001-1EB4 | 1LE | 22 | kW | 380 | 42 | 50 | 4P | 1475 | 6210 | 6210 | 160L |  | 3 | 0.85 |  | 55 | Class E | [6 empty] | 280 | 260 | 180 |  | Internal | Horizontal
EMO004631 | Siemens | 1LE0001-2BB2 | 1LE | 45 | kW | 380 | 84 | 50 | 4P | 1484 | 6213 | 6213 | 225M |  | 3 | 0.87 |  | 55 | Class E | [10 empty] | Internal | Horizontal
EMO004634 | ABB | 4656596 | NMI | 900 | KW | 3000 | 205 | 50 | 4P | 1484 |  |  | 400L |  | 3 | 0.88 |  | 55 | Class F | S1 | Start | Available |  |  |  | 1305 | 830 | 180 |  | Internal | Horizontal
EMO004635 | ABB | 4656597 | NMI | 900 | KW | 3000 | 205 | 50 | 4P | 1450 |  |  | 400L |  | 3 | 0.88 |  | 55 | Class F | S1 | Start | Available |  |  |  | 1305 | 830 | 400 |  | Internal | Horizontal
EMO004636 | BEVI | 1608BV260206 | 4A2n | 4 | KW | 380 | 8.23 | 50 | 4P | 1450 |  |  | 112M |  | 3 | 0.82 | 86.6 | 55 | Class F | S1 | Star | Not Available | [5 empty] | 112 |  | Internal | VERTICAL
EMO004637 | BEVI | 1608BV260203 | 4A2n | 4 | kW | 380 | 8.23 | 50 | 4P | 1450 | 6306 | 6306 | 112M |  | 3 | 0.82 | 86.6 | 55 | Class F | S1 | Delta | Not Available | [5 empty] | 112 |  | Internal | Vertical
EMO004638 | ABB | 3G1C17280610234002 | M3BP | 315 | kW | 380 | 611 | 50 | 8P | 741 | 6322 | 6316 | 355L |  | 3 | 0.82 |  | 55 | Class F | S1 | Delta | Available |  |  |  | 900 | 600 | 355 |  | Internal | Horizontal
EMO004639 | ABB | 361C17280610234002 | M3BP | 315 | kW | 380 | 611 | 50 | 8P | 741 | 6322 | 6316 | 355L |  | 3 | 0.82 |  | 55 | Class F | S1 | Delta | Available |  |  |  | 900 | 600 | 355 |  | Internal | Horizontal
EMO004449 | SEW |  | DRE | 11 | KW | 380 | 23 | 50 | 4P | 1380 |  |  | 160M |  | 3 |  |  | 55 | Class F | S1 | Delta | Not Available | [5 empty] | 160 |  | Internal | Vertical
EMO005019 | SEW |  | DRS71S4 | 0.15 |  | 400/690 | 0.31 | 50 | 8P | 750 | 6303 | 6203 |  |  | 3 | [15 empty] | Oorizonnal
EMO004450 | SEW |  | DRE | 11 | KW | 380 | 23 | 50 | 4P | 1380 |  |  | 160M |  | 3 |  |  | 55 | Class F | S1 | Delta | Not Available | [5 empty] | 160 |  | Internal | Vertical
EMO004606 | SEW | C01146704-172 | NT0135PB6B5VT | 0.37 | KW | 380 | 0.9 | 50 | 6P | 945 | 6205 | 6205 |  |  | 3 |  |  | 55 | Class F |  | Start | Not Available | [7 empty] | Internal | Horizontal
EMO004367 | Marathon | AK15190401J | HJN1 | 132 | kW | 380 | 264 | 50 | 8P | 740 | NU322 | 7322 | 355S |  | 3 | 0.82 |  | 55 | Class F | S1 | Delta | Available | [7 empty] | Internal | Sorizonmal
EMO004368 | Marathon | AK15190301J | HJN1 | 132 | kW | 380 | 264 | 50 | 8P | 740 | NU322 | 7322 | 355S |  | 3 | 0.82 |  | 55 | Class F | S1 | Delta | Available |  |  |  | 625 | 610 | 355 |  | Internal | Sorizonmal
EMO004369 | Marathon | AK15190601J | HJN1 | 132 | kW | 380 | 264 | 50 | 8P | 740 | NU322 | 7322 | 355S |  | 3 | 0.82 |  | 55 | Class F | S1 | Delta | Available |  |  |  | 625 | 610 | 355 |  | Internal | Sorizonmal
EMO004370 | Marathon | AK15190501J | HJN1 | 132 | kW | 380 | 264 | 50 | 8P | 740 | NU322 | 7322 | 355S |  | 3 | 0.82 |  | 55 | Class F | S1 | Delta | Available |  |  |  | 625 | 610 | 355 |  | Internal | Sorizonmal
EMO004362 | Mitsubishi | 13111094001 | SF PRO | 5.5 | kW | 380 | 12.2 | 50 | 6P | 991 | 6308 | 6207 | 132M |  | 3 |  | 89.1 | 44 | Class B | S1 | Delta | Not Available |  |  |  | 625 | 610 | 355 |  | Internal | Horizontal
EMO004062 | Marathon |  | HAA | 355 | kW | 3000 | 88.4 | 50 | 6P | 990 | 6328 | 6328 | 450 |  | 3 | 0.83 | 92.1 | 55 | Class F | S1 | Start | Available | [7 empty] | Internal | Horizontal
EMO004064 | Marathon |  | HAA | 315 | Kw | 3000 | 79.6 | 50 | 4P | 1480 | 6324 | 6324 | 400 |  | 3 | 0.82 | 92.8 | 55 | Class F | S1 | Start | Available | [7 empty] | Internal | Horizontal
EMO004086 | Marathon | 72105208J | HJN1 | 75 | kW | 380 | 139 | 50 | 4P | 1480 | 6317 | 6317 | 280S |  | 3 | 0.87 | 94 | 55 | Class F | S1 | Delta | Available |  |  |  | 370 | 450 | 280 |  | Internal | Horizontal
EMO004087 | Marathon | 72105207J | HJN1 | 75 | kW | 380 | 139 | 50 | 4P | 1485 | 6317 | 6317 | 280S |  | 3 | 0.87 | 94 | 55 | Class F | S1 | Delta | Available |  |  |  | 370 | 450 | 280 |  | Internal | Horizontal
EMO004082 | Marathon | 72106001j | HJN1 | 132 | kw | 380 | 244 | 50 | 4P | 1485 | 6319 | 6319 | 315M |  | 3 | 0.88 | 93.5 | 55 | Class F | S1 | Delta | Available |  |  |  | 510 | 500 | 315 |  | Internal | Horizontal
EMO004084 | Marathon | 72106002J | HJN1 | 132 | KW | 380 | 244 | 50 | 4P | 1485 | 6319 | 6319 | 315 |  | 3 | 0.88 | 93.5 | 55 | Class F | S1 | Delta | Available |  |  |  | 510 | 500 | 315 |  | Internal | Horizontal
EMO003972 | Marathon | AK15190101J | HJN1 | 160 | kW | 380 | 291 | 50 | 6P | 990 | NU322 | 6322 | 355S |  | 3 | 0.88 |  | 55 | Class F | S1 | Delta | Available |  |  |  | 510 | 500 | 315 |  | Internal | Horizontal
EMO004487 | Mitsubishi |  | SF-PRF | 1.5 | KW | 380 | 3.4 | 50 | 4P | 1445 |  |  | 160M |  | 3 |  |  | 55 | Class F | S1 | Delta | Not Available | [5 empty] | 160 |  | Internal | Vertical
EMO003973 | Marathon | AK15190201J | HJN1 | 160 | kW | 380 | 291 | 50 | 6P | 990 | NU322 | 6322 | 355S |  | 3 | 0.88 |  | 55 | Class F | S1 | Delta | Available | [5 empty] | 355 |  | Internal | Horizontal
EMO004488 | Mitsubishi |  | SF-PRF | 1.5 | KW | 380 | 3.4 | 50 | 4P | 1480 |  |  | 160M |  | 3 |  |  | 55 | Class F | S1 | Delta | Not Available | [5 empty] | 160 |  | Internal | Vertical
EMO004060 | Marathon | 72106311J | HJN1 | 160 | kW | 380 | 288 | 50 | 4P | 1480 | 6319 | 6319 | 315L |  | 3 | 0.89 | 94.9 | 55 | Class F | S1 | Delta | Available |  |  |  | 510 | 510 | 315 |  | Internal | Horizontal
EMO004341 | Marathon | 72106302J | HJN1 | 160 | kW | 380 | 288 | 50 | 4P | 1480 | 6319 | 6319 | 315L |  | 3 | 0.89 | 94.9 | 55 | Class F | S1 | Delta | Available |  |  |  | 510 | 510 | 315 |  | Internal | Horizontal
EMO003138 | TECO |  | AEEBK | 132 | kW | 380 | 242 | 50 | 4P | 1480 | 6316 | 6320 | 315S |  | 3 |  |  | 55 | Class F |  | Delta | Available |  |  |  | 510 | 510 | 315 |  | Internal | Horizontal
EMO003084 | TECO |  | AEEBK | 132 | kW | 380 | 242 | 50 | 4P | 1450 | 6316 | 6320 | 315S |  | 3 |  |  | 55 | Class F |  | Delta | Available |  |  |  | 400 | 510 | 315 |  | Internal | Horizontal
EMO001576 | TECO |  | AEEBK | 75 | kW | 380 | 129 | 50 | 4P | 1470 | 6316 | 6213 |  |  | 3 | [5 empty] | Delta | Available | [7 empty] | Internal | Horizontal
EMO004363 | SEW |  | DRS | 4 | KW | 380 | 8.4 | 50 | 4P | 1470 |  |  | 112M |  | 3 | 0.84 | 83.9 | 55 | Class F | S1 | Start | Not Available | [5 empty] | 112 |  | Internal | Vertikal
EMO004364 | Hitachi | D7558016 | TFOA | 11 | kW | 380 | 23 | 50 | 4P | 1470 | 6309 | 6307 |  |  | 3 |  |  | 55 | Class F | S1 |  | Not Available | [7 empty] | Internal | Sorizonhil
EMO004357 | Marathon | AK15190701J | HJN1 | 75 | kW | 380 | 154 | 50 | 8P | 740 | NU319 | 6319 | 315S |  | 3 | 0.81 |  | 55 | Class F | S1 | Delta | Available | [7 empty] | Internal | Sorizonmal
EMO004358 | Marathon | AK15190801J | HJN1 | 90 | kW | 380 | 169 | 50 | 6P | 985 | NU319 | 6319 | 315S |  | 3 | 0.86 |  | 55 | Class F | S1 | Delta | Available |  |  |  | 505 | 505 | 315 |  | Internal | Sorizonmal
EMO004359 | Marathon | K15190901J | HJN1 | 110 | kW | 380 | 201 | 50 | 4P | 1480 | NU319 | 6319 | 315S |  | 3 | 0.88 |  | 55 | Class F | S1 | Delta | Available |  |  |  | 500 | 500 | 315 |  | Internal | Sorizonmal
EMO004360 | Marathon | K15191001J | HJN1 | 110 | kW | 380 | 201 | 50 | 4P | 1480 | NU319 | 6319 | 315S |  | 3 | 0.88 |  | 55 | Class F | S1 | Delta | Available |  |  |  | 410 | 510 | 315 |  | Internal | Sorizonmal
EMO004371 | Marathon | AK15191201J | HJN1 | 160 | kW | 380 | 319 | 50 | 8P | 740 | NU322 | 7322 | 355S |  | 3 | 0.82 |  | 55 | Class F | S1 | Delta | Available |  |  |  | 410 | 510 | 315 |  | Internal | Sorizonmal
EMO004372 | Marathon | AK15191101J | HJN1 | 160 | kW | 380 | 319 | 50 | 8P | 740 | NU322 | 7322 | 355S |  | 3 | 0.82 |  | 55 | Class F | S1 | Delta | Available |  |  |  | 550 | 610 | 355 |  | Internal | Sorizonmal
EMO004373 | Marathon | AK15191401J | HJN1 | 160 | kW | 380 | 319 | 50 | 8P | 740 | NU322 | 7322 | 355S |  | 3 | 0.82 |  | 55 | Class F | S1 | Delta | Available |  |  |  | 550 | 610 | 355 |  | Internal | Sorizonmal
EMO004374 | Marathon | AK151914301J | HJN1 | 160 | kW | 380 | 319 | 50 | 8P | 740 | NU322 | 7322 | 355S |  | 3 | 0.82 |  | 55 | Class F | S1 | Delta | Available |  |  |  | 550 | 610 | 355 |  | Internal | Sorizonmal
EMO004375 | Marathon | AK151914501J | HJN1 | 75 | kW | 380 | 154 | 50 | 8P | 740 | NU319 | 6319 | 315S |  | 3 | 0.81 |  | 55 | Class F | S1 | Delta | Available |  |  |  | 550 | 610 | 355 |  | Internal | Sorizonmal
EMO004376 | Marathon | AK151914601J | HJN1 | 75 | kW | 380 | 154 | 50 | 8P | 740 | NU319 | 6319 | 315S |  | 3 | 0.81 |  | 55 | Class F | S1 | Delta | Available |  |  |  | 505 | 505 | 315 |  | Internal | Sorizonmal
EMO004277 | SEW |  | DRE | 5.5 | KW | 380 | 11 | 50 | 4P | 1475 |  |  | 132 |  | 3 | 0.85 |  | 55 | Class F | S1 | Delta | Not Available | [5 empty] | 132 |  | Internal | Vertikal
EMO004278 | ASEA | 416 | ?? | 11 | KW | 380 | 22 | 50 | 4P | 1470 |  |  | 160M |  | 3 | [6 empty] | Not Available | [5 empty] | 160 |  | Internal | Vertikal
EMO004129 | SEW |  | DRE | 1.5 | KW | 380 | 3.7 | 50 | 6P | 970 |  |  | 112m |  | 3 | 0.72 | 80.9 | 55 | Class F | S1 | Delta | Not Available | [5 empty] | 112 |  | Internal | Vertikal
EMO004279 | SEW |  | DRE | 7.5 | KW | 380 | 15.6 | 50 | 4P | 1455 |  |  | 132m |  | 3 | 0.82 | 89 | 55 | Class F | S1 | Delta | Not Available | [5 empty] | 132 |  | Internal | Vertikal
EMO004280 | ABB |  | MBT | 11 | KW | 380 | 23 | 50 | 4P | 1470 |  |  | 160M |  | 3 | 0.81 |  | 55 | Class F | S1 | Delta | Not Available | [5 empty] | 160 |  | Internal | Vertikal
EMO004130 | SEW |  | DRE | 1.5 | KW | 380 | 3.7 | 50 | 6P | 970 |  |  | 112M |  | 3 | 0.72 | 80.9 | 55 | Class F | S1 | Delta | Not Available | [5 empty] | 112 |  | Internal | Vertikal
EMO004484 | SEW |  | FAF97 | 2.2 | kW | 380 | 4.95 | 50 | 4P | 1450 |  |  | 90L |  | 3 | 0.81 |  | 55 | Class F | S1 | Start | Not Available |  |  |  |  | GEAR BOX SET |  |  | Internal | Sorizonsel
EMO004095 | Marathon |  | HJN1 | 5.5 | kW | 380 | 11.6 | 50 | 4P | 1470 | 6308 | 6308 | 132S |  | 3 |  | 87.7 | 55 | Class F | S1 | Delta | Not Available | [7 empty] | Internal | Horizontal
EMO004148 | Marathon | 72104102J | HJN1 | 18.5 | kW | 380 | 35.8 | 50 | 4P | 1400 | 6311 | 6311 | 180M |  | 3 | 0.86 | 91.2 | 55 | Class F | S1 | Delta | Not Available | [5 empty] | 180 |  | Internal | Horizontal
EMO004343 | Sumitomo | M5083538 | TC-FX | 5.5 | kW | 380 | 11.4 | 50 | 4P | 1485 | 6308 | 6206 | 132S |  | 3 |  |  | 44 | Class F | S1 |  | Not Available | [7 empty] | Internal | Horizontal
EMO004344 | Marathon | AK15191701J | HJN1 | 75 | kW | 380 | 141 | 50 | 4P | 1480 | NU317 | 6317 | 280S |  | 3 | 0.87 |  | 55 | Class F | S1 | Delta | Available | [7 empty] | Internal | Horizontal
EMO004076 | Marathon | 72105605j | HJN1 | 110 | kW | 380 | 201 | 50 | 4P | 1478 | 6319 | 6319 | 315s |  | 3 | 0.88 | 94.5 | 55 | Class F | S1 | Delta | Available | [5 empty] | 315 |  | Internal | Horizontal
EMO004640 | Oy fromberg AB | 3132290 | HXUR | 90 | kW | 380 | 170 | 50 | 4P | 1478 | 6316 | 6315 | 280s |  | 3 |  |  | 54 |  | S1 | Delta | Available | [5 empty] | 280 |  | Internal | Horizontal
EMO004066 | Marathon | 72106902J | HAA | 355 | kW | 3000 | 88.4 | 50 | 6P | 991 | 6328 | 6328 | 450 |  | 3 | 0.83 | 93.1 | 55 | Class F | S1 | Start | Available | [5 empty] | 450 |  | Internal | Horizontal
EMO004067 | Marathon | 72106903J | HAA | 355 | kW | 3000 | 88.4 | 50 | 6P | 990 | 6328 | 6328 | 450 |  | 3 | 0.83 | 93.1 | 55 | Class F | S1 | Start | Available | [5 empty] | 450 |  | Internal | Horizontal
EMO004081 | Marathon | 72106202J | HJN1 | 160 | kW | 380 | 291 | 50 | 6P | 985 | 6322 | 6322 | 355M |  | 3 | 0.88 | 94.8 | 55 | Class F | S1 | Delta | Available | [5 empty] | 355 |  | Internal | Horizontal
EMO004065 | Marathon | 72105801J | HJN1 | 110 | kW | 380 | 206 | 50 | 6P | 985 | 6319 | 6319 | 315L |  | 3 | 0.86 | 94.3 | 55 | Class F | S1 | Delta | Available | [5 empty] | 315 |  | Internal | Horizontal
EMO004068 | Marathon | 72106701J | HAA | 250 | kW | 3000 | 31.2 | 50 | 4P | 1480 | 6322 | 6322 | 355 |  | 3 | 0.85 | 92.6 | 55 | Class F | S1 | Start | Available | [5 empty] | 355 |  | Internal | Horizontal
EMO004069 | Marathon | 72105401J | HJN1 | 90 | kW | 380 | 167 | 50 | 4P | 1470 | 6317 | 6317 | 280M |  | 3 | 0.87 | 94.2 | 55 | Class F | S1 | Delta | Available | [5 empty] | 280 |  | Internal | Horizontal
EMO004070 | Marathon | 72104408J | HJN1 | 30 | kW | 380 | 57.4 | 50 | 4P | 1470 | 6312 | 6312 | 200L |  | 3 | 0.86 | 92.3 | 55 | Class F | S1 | Delta | [6 empty] | 200 |  | Internal | Horizontal
EMO004071 | Marathon | 66744218J | HJN1 | 18.5 | kW | 380 | 35.8 | 50 | 4P | 1470 | 6311 | 6311 | 180M |  | 3 | 0.86 | 91.2 | 55 | Class F | S1 | Delta | Not Available | [5 empty] | 180 |  | Internal | Horizontal
EMO004072 | Marathon | 72105210J | HJN1 | 75 | kW | 380 | 139 | 50 | 4P | 1480 | 6317 | 6317 | 280S |  | 3 | 0.87 | 94 | 55 | Class F | S1 | Delta | Available | [5 empty] | 280 |  | Internal | Horizontal
EMO004073 | Marathon | 72104701J | HJN1 | 37 | kW | 380 | 69.7 | 50 | 4P | 1480 | 6313 | 6313 | 225S |  | 3 | 0.87 | 92.7 | 55 | Class F | S1 | Delta | Available | [5 empty] | 225 |  | Internal | Horizontal
EMO004074 | Marathon | 72105203J | HJN1 | 75 | kW | 380 | 139 | 50 | 4P | 1480 | 6317 | 6317 | 280S |  | 3 | 0.87 | 94 | 55 | Class F | S1 | Delta | Available | [5 empty] | 280 |  | Internal | Horizontal
EMO004078 | Marathon | 72106502j | HAA | 200 | kW | 3000 | 51 | 50 | 6P | 991 | 6324 | 6324 | 400 |  | 3 | 0.82 | 91.9 | 55 | Class F | S1 | Start | Available | [5 empty] | 400 |  | Internal | Horizontal
EMO004154 | Marathon | wx11003993-2001j | HAA | 355 | kW | 3000 | 88.4 | 50 | 6P | 991 | 6328 | 6328 | 450 |  | 3 | 0.83 | 93.1 | 55 | Class F | S1 | Start | Available | [5 empty] | 450 |  | Internal | Horizontal
EMO004075 | Marathon | 72105104j | HJN1 | 55 | kW | 380 | 99.6 | 50 | 2P | 2980 | 6314 | 6314 | 250 |  | 3 | 0.9 | 93.2 | 55 | Class F | S1 | Delta | Not Available | [5 empty] | 250 |  | Internal | Horizontal
EMO004079 | Marathon | 72106604j | HAA | 200 | kW | 3000 | 54.2 | 50 | 2P | 2980 | 6319 | 6319 | 355 |  | 3 | 0.85 | 91.7 | 55 | Class F | S1 | Start | Available | [5 empty] | 355 |  | Internal | Horizontal
EMO004080 | Marathon | 72106603J | HAA | 200 | KW | 3000 | 54.2 | 50 | 2P | 2980 | 6319 | 6319 | 355 |  | 3 | 0.85 | 91.7 | 55 | Class F | S1 | Delta | Available | [5 empty] | 355 |  | Internal | Horizontal
EMO003976 | ADDA | 8117865 | TC-804 | 0.55 | kW | 380 | 1.6 | 50 | 4P | 1400 |  |  |  |  | 3 |  |  | 55 | Class F |  | Start | Not Available | [7 empty] | Internal | Vertical
EMO003974 | KOLMEKS |  | ALS 1053-2 | 1.5 |  | 380 | 3.3 | 50 | 4P | 1400 |  |  | HJN1 |  | 3 | [10 empty] | 260 | 250 | 160
EMO003975 | ABB |  | MT80B19F165-4 | 0.75 |  | 380 | 2.1 | 50 | 4P | 1400 |  |  |  |  | 3
EMO004519 | ?? |  | ?? | ?? |  | ?? | ?? | 50 | ?? | ?? |  |  |  |  | 3 | [10 empty] | Drive
EMO004557 | ?? |  | ?? | ?? |  | ?? | ?? | 50 | ?? | ?? |  |  |  |  | 3 | [10 empty] | Drive
EMO004558 | ?? |  | ?? | ?? |  | ?? | ?? | 50 | ?? | ?? |  |  |  |  | 3 | [10 empty] | Drive
EMO004906 | TOSHIBA | 160027260 | TIKK-FCK2 | 22 | kW | 420 | 39.5/39 | 60/72 | 4P | 1750-2100 | 6310 | 6310 | 180M |  | 3 |  |  | 44 | Class F | S1 | [5 empty] | Drive |  |  |  | Internal
EMO004410 | TECO | 2163713406 | AEEBKB | 1.5 | kW | 380 | 3.52 | 50 | 4P | 1475 | 6205 | 6205 | 90L |  | 3 |  |  | 55 | Class F | S1 | Start | Not Available | [5 empty] | 90 |  | Internal
| ABB |  | M3AA | 2.2 | kW | 400 | 4.6 | 50 | 4P | 1460 | 6306 | 6205 | 100L |  | 3 |  |  | 55 | Class F |  | Start | Not Available | [5 empty] | 100 |  | Internal | Horizontal
EMO004381 | Stromberg |  | HXUR | 22 | kW | 380 | 43 | 50 | 4P | 1445 | 6310 | 6309 | 180L |  | 3 | 0.86 |  | 54 | Class B | S1 | Delta | Available | [5 empty] | 180 |  | Internal | Horizontal
EMO005123 | ABB |  | M3BP | 3 | kW | 380 | 6.3 | 50 | 4P | 1445 | 6206 | 6205 | 100L |  | 3 | 0.82 |  | 55 | Class F |  | Start | Not Available | [5 empty] | 100 |  | Internal | Horizontal
EMO005124 | ABB |  | M3BP | 3 | kW | 380 | 6.3 | 50 | 4P | 1415 | 6206 | 6205 | 100L |  | 3 | 0.82 |  | 55 | Class F |  | Start | Not Available | [5 empty] | 100 |  | Internal | Horizontal
MGM000941 | WRS | 10203300013 | W100L | 2.2 | kW | 380 | 5.16 | 50 | 4P | 1415 | 6206 | 6206 | 100L |  | 3 | 0.81 |  | 55 | Class F | S1 | Start | Not Available | [7 empty] | Internal | Vertical
MGM000419 | SEW |  | R77DV | 11 | kW | 380 | 23.5 | 50 | 4P | 1440 |  |  | 160M |  | 3 | 0.83 |  | 54 | Class B | [7 empty] | GEAR BOX
MGM000954 | Siemens |  | THCL | 22 | kW | 380 | 42 | 50 | 4P | 1480 |  |  | 155 |  | 3 | 0.87 |  | 55 | Class F | [7 empty] | GEAR BOX
EMO005003 | Marathon |  | LVF | 55 | kW | 380 | 104 | 50 | 4P | 1480 | 6314 | 6314 | 250M |  | 3 | 0.87 | 92.1 | 55 | Class F | S1 | Start | [8 empty] | Internal | Horizontal
EMO005004 | Marathon |  | LVF | 55 | kW | 380 | 104 | 50 | 4P | 1420 | 6314 | 6314 | 250M |  | 3 | 0.87 | 92.1 | 55 | Class F | S1 | Start | [8 empty] | Internal | Horizontal
EMO005120 | SEW | 215027 | DRE | 1.1 | KW | 380 | 2.55 | 50 | 4P | 1420 |  |  | 90M |  | 3 |  |  | 55 | Class F | S1 | Start | Not Available | [5 empty] | 90 |  | Internal | Vertical
EMO005119 | SEW | 215027 | DRE | 1.1 | kW | 380 | 2.55 | 50 | 4P | 1420 |  |  | 90M |  | 3 |  |  | 55 | Class F | S1 | Start | Not Available | [5 empty] | 90 |  | Internal | Vertical
EMO005118 | SEW | 215027 | DRE | 1.1 | kW | 380 | 2.55 | 50 | 4P | 1420 |  |  | 90M |  | 3 |  |  | 55 | Class F | S1 | Start | Not Available | [5 empty] | 90 |  | Internal | Vertical
EMO005117 | SEW | 215027 | DRE | 1.1 | kW | 380 | 2.55 | 50 | 4P | 1420 |  |  | 90M |  | 3 |  |  | 55 | Class F | S1 | Start | Not Available | [5 empty] | 90 |  | Internal | Vertical
EMO005121 | SEW | 215027 | DRE | 1.1 | kW | 380 | 2.55 | 50 | 6P | 945 |  |  | 90M |  | 3 |  |  | 55 | Class F | S1 | Start | Not Available | [5 empty] | 90 |  | Internal | Vertical
EMO004618 | CUMEL | C01221/05-1/2 | NT0135PB6B5VT | 0.37 | kW | 380 | 0.95 | 50 | 6P | 945 | 6205 | 6205 | 135PB |  | 3 |  |  | 55 | Class F |  | Start | Not Available | [5 empty] | 135 |  | Internal | Vertical
EMO004608 | CUMEL | C01221/05-1/4 | NT0135PB6B5VT | 0.37 | kW | 380 | 0.95 | 50 | 6P | 945 | 6205 | 6205 | 135PB |  | 3 |  |  | 55 | Class F |  | Start | Not Available | [5 empty] | 135 |  | Internal | Vertical
EMO004607 | CUMEL | C01221/05-1/1 | NT0135PB6B5VT | 0.37 | kW | 380 | 0.95 | 50 | 6P | 945 | 6205 | 6205 | 135PB |  | 3 |  |  | 55 | Class F |  | Start | Not Available | [5 empty] | 135 |  | Internal | Vertical
EMO004609 | CUMEL | 483626/2001/173 | NT0135PB6B5VT | 0.37 | kW | 380 | 0.95 | 50 | 6P | 945 | 6205 | 6205 | 135PB |  | 3 |  |  | 55 | Class F |  | Start | Not Available | [5 empty] | 135 |  | Internal | Vertical
EMO005113 | SEW |  | DRE | 3 | kW | 380 | 6.2 | 50 | 4P | 1455 |  |  | 100L |  | 3 |  |  | 55 | Class F |  | Start | Not Available | [7 empty] | Internal | Vertical
EMO005114 | SEW |  | DRE | 3 | kW | 380 | 6.2 | 50 | 4P | 1420 |  |  | 100L |  | 3 |  |  | 55 | Class F |  | Start | Not Available | [7 empty] | Internal | Vertical
MGM000900 | SEW |  | SK372.1-80L/4 BRE1 | 0.75 | kW | 380 | 1.96 | 50 | 4P | 1420 |  |  | 90M |  | 3 |  |  | 55 | Class F |  | Start | Not Available | [5 empty] | 90 |  | Internal | Vertical
MGM000820 | ABB | 71M4B | M2QA | 0.37 | kW | 380 | 1.05 | 50 | 4P | 1395 |  |  |  |  | 3 |  |  | 55 | Class F |  | Start | Not Available | [7 empty] | Internal | Vertical
MGM000821 | YUELI KOBAYASIH | 17030112 | TCH750200S | 0.75 | kW | 380 | 1.96 | 50 | 4P | 1420 |  |  |  |  | 3 |  |  | 55 | Class H |  | Start | Not Available | [7 empty] | Internal | Vertical
MGM000822 | YUELI KOBAYASIH | 151107035 | TCH750200S | 0.75 | kW | 380 | 1.96 | 50 | 4P | 1420 |  |  |  |  | 3 |  |  | 55 | Class H |  | Start | Not Available | [7 empty] | Internal | Vertical
MGM000823 | YUELI KOBAYASIH | 151107037 | TCH750200S | 0.75 | kW | 380 | 1.96 | 50 | 4P | 1420 |  |  |  |  | 3 |  |  | 55 | Class H |  | Start | Not Available | [7 empty] | Internal | Vertical
MGM000824 | YUELI KOBAYASIH | 151107042 | TCH750200S | 0.75 | kW | 380 | 1.96 | 50 | 4P | 1420 |  |  |  |  | 3 |  |  | 55 | Class H |  | Start | Not Available | [7 empty] | Internal | Vertical
MGM000825 | YUELI KOBAYASIH |  | TCH750200S | 0.75 | kW | 380 | 1.96 | 50 | 4P | 1420 |  |  |  |  | 3 |  |  | 55 | Class H |  | Start | Not Available | [7 empty] | Internal | Vertical
MGM000826 | YUELI KOBAYASIH | 151107036 | TCH750200S | 0.75 | kW | 380 | 1.96 | 50 | 4P | 1420 |  |  |  |  | 3 |  |  | 55 | Class H |  | Start | Not Available | [7 empty] | Internal | Vertical
MGM000827 | YUELI KOBAYASIH |  | TCH750200S | 0.75 | kW | 380 | 1.96 | 50 | 4P | 1420 |  |  |  |  | 3 |  |  | 55 | Class H |  | Start | Not Available | [7 empty] | Internal | Vertical
MGM000828 | YUELI KOBAYASIH |  | TCH750200S | 0.75 | kW | 380 | 1.96 | 50 | 4P | 1420 |  |  |  |  | 3 |  |  | 55 | Class H |  | Start | Not Available | [7 empty] | Internal | Vertical
MGM000829 | YUELI KOBAYASIH |  | TCH750200S | 0.75 | kW | 380 | 1.96 | 50 | 4P | 1420 |  |  |  |  | 3 |  |  | 55 | Class H |  | Start | Not Available | [7 empty] | Internal | Vertical
MGM000830 | YUELI KOBAYASIH | 151107004 | TCH750200S | 0.75 | kW | 380 | 1.96 | 50 | 4P | 1420 |  |  |  |  | 3 |  |  | 55 | Class H |  | Start | Not Available | [7 empty] | Internal | Vertical
MGM000831 | YUELI KOBAYASIH | 151107002 | TCH750200S | 0.75 | kW | 380 | 1.96 | 50 | 4P | 1420 |  |  |  |  | 3 |  |  | 55 | Class H |  | Start | Not Available | [7 empty] | Internal | Vertical
MGM000832 | YUELI KOBAYASIH | 151107023 | TCH750200S | 0.75 | kW | 380 | 1.96 | 50 | 4P | 1420 |  |  |  |  | 3 |  |  | 55 | Class H |  | Start | Not Available | [7 empty] | Internal | Vertical
MGM000833 | YUELI KOBAYASIH | 151107003 | TCH750200S | 0.75 | kW | 380 | 1.96 | 50 | 4P | 1420 |  |  |  |  | 3 |  |  | 55 | Class H |  | Start | Not Available | [7 empty] | Internal | Vertical
MGM000834 | YUELI KOBAYASIH | 151107021 | TCH750200S | 0.75 | kW | 380 | 1.96 | 50 | 4P | 1420 |  |  |  |  | 3 |  |  | 55 | Class H |  | Start | Not Available | [7 empty] | Internal | Vertical
MGM000835 | YUELI KOBAYASIH | 151107032 | TCH750200S | 0.75 | kW | 380 | 1.96 | 50 | 4P | 1420 |  |  |  |  | 3 |  |  | 55 | Class H |  | Start | Not Available | [7 empty] | Internal | Vertical
MGM000836 | YUELI KOBAYASIH | 151107022 | TCH750200S | 0.75 | kW | 380 | 1.96 | 50 | 4P | 1420 |  |  |  |  | 3 |  |  | 55 | Class H |  | Start | Not Available | [7 empty] | Internal | Vertical
MGM000837 | YUELI KOBAYASIH | 151107020 | TCH750200S | 0.75 | kW | 380 | 1.96 | 50 | 4P | 1420 |  |  |  |  | 3 |  |  | 55 | Class H |  | Start | Not Available | [7 empty] | Internal | Vertical
MGM000838 | YUELI KOBAYASIH | 151107012 | TCH750200S | 0.75 | kW | 380 | 1.96 | 50 | 4P | 1420 |  |  |  |  | 3 |  |  | 55 | Class H |  | Start | Not Available | [7 empty] | Internal | Vertical
MGM000839 | YUELI KOBAYASIH | 151107025 | TCH750200S | 0.75 | kW | 380 | 1.96 | 50 | 4P | 1420 |  |  |  |  | 3 |  |  | 55 | Class H |  | Start | Not Available | [7 empty] | Internal | Vertical
MGM000840 | YUELI KOBAYASIH | 151107013 | TCH750200S | 0.75 | kW | 380 | 1.96 | 50 | 4P | 1420 |  |  |  |  | 3 |  |  | 55 | Class H |  | Start | Not Available | [7 empty] | Internal | Vertical
MGM000841 | YUELI KOBAYASIH | 151107034 | TCH750200S | 0.75 | kW | 380 | 1.96 | 50 | 4P | 1420 |  |  |  |  | 3 |  |  | 55 | Class H |  | Start | Not Available | [7 empty] | Internal | Vertical
MGM000842 | YUELI KOBAYASIH | 151107030 | TCH750200S | 0.75 | kW | 380 | 1.96 | 50 | 4P | 1420 |  |  |  |  | 3 |  |  | 55 | Class H |  | Start | Not Available | [7 empty] | Internal | Vertical
MGM000843 | YUELI KOBAYASIH | 151107038 | TCH750200S | 0.75 | kW | 380 | 1.96 | 50 | 4P | 1420 |  |  |  |  | 3 |  |  | 55 | Class H |  | Start | Not Available | [7 empty] | Internal | Vertical
MGM000844 | YUELI KOBAYASIH | 151107011 | TCH750200S | 0.75 | kW | 380 | 1.96 | 50 | 4P | 1420 |  |  |  |  | 3 |  |  | 55 | Class H |  | Start | Not Available | [7 empty] | Internal | Vertical
MGM000845 | YUELI KOBAYASIH | 151107014 | TCH750200S | 0.75 | kW | 380 | 1.96 | 50 | 4P | 1420 |  |  |  |  | 3 |  |  | 55 | Class H |  | Start | Not Available | [7 empty] | Internal | Vertical
MGM000846 | YUELI KOBAYASIH | 151107016 | TCH750200S | 0.75 | kW | 380 | 1.96 | 50 | 4P | 1420 |  |  |  |  | 3 |  |  | 55 | Class H |  | Start | Not Available | [7 empty] | Internal | Vertical
MGM000847 | YUELI KOBAYASIH | 151107007 | TCH750200S | 0.75 | kW | 380 | 1.96 | 50 | 4P | 1420 |  |  |  |  | 3 |  |  | 55 | Class H |  | Start | Not Available | [7 empty] | Internal | Vertical
MGM000848 | YUELI KOBAYASIH | 151107019 | TCH750200S | 0.75 | kW | 380 | 1.96 | 50 | 4P | 1420 |  |  |  |  | 3 |  |  | 55 | Class H |  | Start | Not Available | [7 empty] | Internal | Vertical
MGM000849 | YUELI KOBAYASIH | 151107009 | TCH750200S | 0.75 | kW | 380 | 1.96 | 50 | 4P | 1420 |  |  |  |  | 3 |  |  | 55 | Class H |  | Start | Not Available | [7 empty] | Internal | Vertical
MGM000922 | ABB | 500057406001040 | M2QA | 0.37 | kW | 380 | 1.05 | 50 | 4P | 1420 |  |  |  |  | 3 |  |  | 55 | Class F |  | Start | Not Available | [7 empty] | Internal | Vertical
MGM000851 | YUELI KOBAYASIH | 151107006 | TCH750200S | 0.75 | kW | 380 | 1.96 | 50 | 4P | 1420 |  |  |  |  | 3 |  |  | 55 | Class H |  | Start | Not Available | [7 empty] | Internal | Vertical
MGM000852 | YUELI KOBAYASIH | 151107039 | TCH750200S | 0.75 | kW | 380 | 1.96 | 50 | 4P | 1420 |  |  |  |  | 3 |  |  | 55 | Class H |  | Start | Not Available | [7 empty] | Internal | Vertical
MGM000853 | YUELI KOBAYASIH | 151107031 | TCH750200S | 0.75 | kW | 380 | 1.96 | 50 | 4P | 1420 |  |  |  |  | 3 |  |  | 55 | Class H |  | Start | Not Available | [7 empty] | Internal | Vertical
MGM000854 | YUELI KOBAYASIH | 151107017 | TCH750200S | 0.75 | kW | 380 | 1.96 | 50 | 4P | 1420 |  |  |  |  | 3 |  |  | 55 | Class H |  | Start | Not Available | [7 empty] | Internal | Vertical
MGM000855 | YUELI KOBAYASIH | 151107015 | TCH750200S | 0.75 | kW | 380 | 1.96 | 50 | 4P | 1420 |  |  |  |  | 3 |  |  | 55 | Class H |  | Start | Not Available | [7 empty] | Internal | Vertical
MGM000856 | YUELI KOBAYASIH | 151107001 | TCH750200S | 0.75 | kW | 380 | 1.96 | 50 | 4P | 1420 |  |  |  |  | 3 |  |  | 55 | Class H |  | Start | Not Available | [7 empty] | Internal | Vertical
MGM000857 | YUELI KOBAYASIH | 151107008 | TCH750200S | 0.75 | kW | 380 | 1.96 | 50 | 4P | 1420 |  |  |  |  | 3 |  |  | 55 | Class H |  | Start | Not Available | [7 empty] | Internal | Vertical
MGM000858 | YUELI KOBAYASIH | 151107040 | TCH750200S | 0.75 | kW | 380 | 1.96 | 50 | 4P | 1420 |  |  |  |  | 3 |  |  | 55 | Class H |  | Start | Not Available | [7 empty] | Internal | Vertical
MGM000859 | YUELI KOBAYASIH | 17030117 | TCH750200S | 0.75 | kW | 380 | 1.96 | 50 | 4P | 1420 |  |  |  |  | 3 |  |  | 55 | Class H |  | Start | Not Available | [7 empty] | Internal | Vertical
MGM000860 | YUELI KOBAYASIH | 151107004 | TCH750200S | 0.75 | kW | 380 | 1.96 | 50 | 4P | 1420 |  |  |  |  | 3 |  |  | 55 | Class H |  | Start | Not Available | [7 empty] | Internal | Vertical
MGM000861 | YUELI KOBAYASIH | 151107027 | TCH750200S | 0.75 | kW | 380 | 1.96 | 50 | 4P | 1420 |  |  |  |  | 3 |  |  | 55 | Class H |  | Start | Not Available | [7 empty] | Internal | Vertical
MGM000862 | YUELI KOBAYASIH | 151107044 | TCH750200S | 0.75 | kW | 380 | 1.96 | 50 | 4P | 1420 |  |  |  |  | 3 |  |  | 55 | Class H |  | Start | Not Available | [7 empty] | Internal | Vertical
MGM000863 | YUELI KOBAYASIH | 151107043 | TCH750200S | 0.75 | kW | 380 | 1.96 | 50 | 4P | 1420 |  |  |  |  | 3 |  |  | 55 | Class H |  | Start | Not Available | [7 empty] | Internal | Vertical
MGM000864 | YUELI KOBAYASIH | 151107024 | TCH750200S | 0.75 | kW | 380 | 1.96 | 50 | 4P | 1420 |  |  |  |  | 3 |  |  | 55 | Class H |  | Start | Not Available | [7 empty] | Internal | Vertical
MGM000865 | YUELI KOBAYASIH | 151107018 | TCH750200S | 0.75 | kW | 380 | 1.96 | 50 | 4P | 1420 |  |  |  |  | 3 |  |  | 55 | Class H |  | Start | Not Available | [7 empty] | Internal | Vertical
MGM000850 | ABB | 3GC19527050181200105 | M2QA | 0.35 | kW | 380 | 1.05 | 50 | 4P | 1395 |  |  |  |  | 3 |  |  | 55 | Class H |  | Start | Not Available | [7 empty] | Internal | Vertical
EMO004581 | DEMAG | 50617686 | ZBF112A8/2 | 0.46/ 1.90 | kW | 380 | 2.50/ 4.30 | 50 | 8P/2P | 705/2855 |  |  | 112B |  | 3 | 0.45/0.85 |  | 54 | Class F |  | Start | Not Available | [5 empty] | 112 |  | Internal | Vertical
EMO004582 | DEMAG | 50617688 | ZBF112A8/2 | 0.46/ 1.90 | kW | 380 | 2.50/ 4.30 | 50 | 8P/2P | 705/2855 |  |  | 112B |  | 3 | 0.45/0.85 |  | 54 | Class F |  | Start | Not Available | [5 empty] | 112 |  | Internal | Vertical
EMO004583 | DEMAG | 50617689 | ZBF112A8/2 | 0.46/ 1.90 | kW | 380 | 2.50/ 4.30 | 50 | 8P/2P | 705/2855 |  |  | 112B |  | 3 | 0.45/0.85 |  | 54 | Class F |  | Start | Not Available | [5 empty] | 112 |  | Internal | Vertical
EMO004584 | DEMAG | 50617690 | ZBF112A8/2 | 0.46/ 1.90 | kW | 380 | 2.50/ 4.30 | 50 | 8P/2P | 705/2855 |  |  | 112B |  | 3 | 0.45/0.85 |  | 54 | Class F |  | Start | Not Available | [5 empty] | 112 |  | Internal | Vertical
EMO004585 | DEMAG | 50617687 | ZBF112A8/2 | 0.46/ 1.90 | kW | 380 | 2.50/ 4.30 | 50 | 8P/2P | 700/2860 |  |  | 112B |  | 3 | 0.45/0.85 |  | 54 | Class F |  | Start | Not Available | [5 empty] | 112 |  | Internal | Vertical
EMO004586 | DEMAG | 50617679 | ZBF132B8/2 | 0.88/ 3.50 | kW | 380 | 4.10/ 7.70 | 50 | 8P/2P | 700/2860 |  |  | 132B |  | 3 | 0.50/0.86 |  | 54 | Class F |  | Start | Not Available | [5 empty] | 132 |  | Internal | Vertical
EMO004580 | DEMAG | 50617673 | ZBF132B8/2 | 0.88/ 3.50 | kW | 380 | 4.10/ 7.70 | 50 | 8P/2P | 700/2860 |  |  | 132B |  | 3 | 0.50/0.86 |  | 54 | Class F |  | Start | Not Available | [5 empty] | 132 |  | Internal | Vertical
EMO004579 | DEMAG | 34619997 | ZBR132D12/2 | 1.40/8.90 | KW | 380 | 9.60/18.50 | 50 | 8P/2P | 705/2855 |  |  | 132D |  | 3 | 0.54/0.89 |  | 55 | Class F |  | Start/Delta | Not Available | [5 empty] | 132 |  | Internal | Vertical
EMO004576 | DEMAG | 50617682 | ZBF112A8/2 | 0.46/ 1.90 | kW | 380 | 2.50/ 4.30 | 50 | 8P/2P | 705/2855 |  |  | 112B |  | 3 | 0.45/0.85 |  | 54 | Class F |  | Start | Not Available | [5 empty] | 112 |  | Internal | Vertical
EMO004578 | DEMAG | 50617683 | ZBF112A8/2 | 0.46/ 1.90 | kW | 380 | 2.50/ 4.30 | 50 | 8P/2P | 705/2855 |  |  | 112B |  | 3 | 0.45/0.85 |  | 54 | Class F |  | Start | Not Available | [5 empty] | 112 |  | Internal | Vertical
EMO004577 | DEMAG | 50617684 | ZBF112A8/2 | 0.46/ 1.90 | kW | 380 | 2.50/ 4.30 | 50 | 8P/2P | 700/2860 |  |  | 112B |  | 3 | 0.45/0.85 |  | 54 | Class F |  | Start | Not Available | [5 empty] | 112 |  | Internal | Vertical
EMO004591 | DEMAG | 50617677 | ZBF132B8/2 | 0.88/ 3.50 | kW | 380 | 4.10/7.70 | 50 | 2 / 12P | 470/2915 / |  |  | 132B |  | 3 | 0.50/0.86 |  | 54 | Class F |  | Start | Not Available | [5 empty] | 132 |  | Internal | Vertical
EMO004590 | DEMAG | 34620246 | 2BR200B12/2 | 3.4/21.7 | KW | 380 | 22/43 | 50 | 8P/2P | 705/2855 |  |  | 200B |  | 3 | 0.36/0.90 |  | 54 | Class F |  | Start | Not Available | [5 empty] | 200 |  | Internal | Vertical
EMO004587 | DEMAG | 50617691 | ZBF112A8/2 | 0.46/ 1.90 | kW | 380 | 2.50/ 4.30 | 50 | 8P/2P | 705/2855 |  |  | 112B |  | 3 | 0.45/0.85 |  | 54 | Class F |  | Start | Not Available | [5 empty] | 112 |  | Internal | Vertical
EMO004588 | DEMAG | 50617692 | ZBF112A8/2 | 0.46/ 1.90 | kW | 380 | 2.50/ 4.30 | 50 | 4P | 1410 |  |  | 112B |  | 3 | 0.45/0.85 |  | 54 | Class F |  | Start | Not Available | [5 empty] | 112 |  | Internal | Vertical
EMO005125 | Marathon | 71570105 | HJN1 | 0.75 |  | 380 | 2.02 | [7 empty] | 3
MGM001045 | NORD | 34211600 | SK | 1,1 | kW | 380 | 2,8 | 50 | 4P | 1395 |  |  | 90S |  | 3 | 0,74 | 77,6% | 55 | Class F |  | Start | Not Available | [7 empty] | Internal | Vertical
MGM001044 | NORD | 35213200 | SK | 2,2 | kW | 380 | 5,2 | 50 | 4P | 1440 |  |  | 110L |  | 3 | 0,74 | 80,4% | 55 | Class F |  | Start | Not Available | [7 empty] | Internal | Vertical
MGM000908 | NORD | 35213200 | SK | 2,2 | kW | 380 | 5,2 | 50 | 4P | 1440 |  |  | 100L |  | 3 | 0,74 | 80,4% | 55 | Class F |  | Start | Not Available | [7 empty] | Internal | Vertical
EMO005126 | SEW | 58216885 | DRE | 11 | kW | 380 | 23 | 50 | 2P | 2830 |  |  | 160MC |  | 3 | 0,81 | 90,2% | 55 | Class F | S1 | Delta | [8 empty] | Internal | Vertical
MGM001042 | NORD | 36212701 | SK | 4 | kW | 380/400 | 8,6 | 50 | 4P | 1445 |  |  | 112M |  | 3 | 0,80 | 85,1% | 55 | Class F |  | Delta | Not Available | [7 empty] | Internal | Vertical
MGM001043 | NORD | 36212701 | SK | 4 | kW | 380/400 | 8,6 | 50 | 4P | 1445 |  |  | 112M |  | 3 | 0,80 | 85,1% | 55 | Class F |  | Delta | Not Available | [7 empty] | Internal | Vertical
MGM001047 | NORD | 36213101 | SK | 4 | kW | 380 | 8,6 | 50 | 4P | 1445 |  |  | 112M |  | 3 | 0,80 | 85,1% | 55 | Class F |  | Delta | Not Available | [7 empty] | Internal | Vertical
MGM001046 | NORD | 201741393-200 | SK | 1,1 | kW | 380 | 2,8 | 50 | 4P | 1395 |  |  | 90S |  | 3 | 0,74 | 77,6% | 55 | Class F | S1 | Start | Not Available | [7 empty] | Internal | Vertical
MGM000897 | NORD |  | SK | 2,2 | kW | 400 | 4,5 | 50 | 4P | 1400 |  |  | 100L |  | 3 |  |  | 55 | Class F | S1 | Start | Not Available | [7 empty] | Internal | Vertical
MGM000898 | NORD | 201741393-200 | SK | 1,1 | kW | 380/400 | 2,8 | 50 | 4P | 1395 |  |  | 90S |  | 3 | 0,74 | 77,6% | 55 | Class F | S1 | Start | Not Available | [7 empty] | Internal | Vertical
MGM000899 | NORD | 201741393-200 | SK | 1,1 | kW | 380/400 | 2,8 | 50 | 4P | 1395 |  |  | 90S |  | 3 | 0,74 | 77,6% | 55 | Class F | S1 | Start | Not Available | [7 empty] | Internal | Vertical
MGM000901 | NORD |  | SK | 1,1 | kW | 380/400 | 2,8 | 50 | 4P | 1395 |  |  | 90S |  | 3 | 0,74 | 77,6% | 55 | Class F | S1 | Start | Not Available | [7 empty] | Internal | Vertical
MGM000902 | NORD | 201741393-1000 | SK | 1.5 | kW | 380 | 3.6 | 50 | 4P | 1395 |  |  | 90L |  | 3 | 0.78 | 77.5 | 55 | Class F | S1 | Delta | Not Available | [7 empty] | Internal | Horizontal
MGM000905 | NORD | 201741393-400 | SK | 1.5 | kW | 380 | 3.6 | 50 | 4P | 1395 |  |  | 90L |  | 3 | 0.78 | 77.5 | 55 | Class F | S1 | Delta | Not Available | [7 empty] | Internal | Horizontal
MGM000906 | NORD | 201741393-700 | SK | 1.1 | kW | 380 | 2.9 | 50 | 4P | 1396 |  |  | 90S |  | 3 | 0.74 | 77.6 | 55 | Class F | S1 | Delta | Not Available | [7 empty] | Internal | Horizontal
MGM001030 | NORD | 34212100 | SK | 1,1 | kW | 380 | 2,8 | 50 | 4P | 1395 |  |  | 90S |  | 3 | 0,74 | 77,6% | 55 | Class F |  | Start | Not Available | [7 empty] | Internal | Vertical
MGM001040 | NORD | 36212771 | SK | 4 | kW | 380 | 8,6 | 50 | 4P | 1445 |  |  | 112M |  | 3 | 0,80 | 85,1% | 55 | Class F |  | Delta | Not Available | [7 empty] | Internal | Vertical
MGM001041 | NORD | 36212701 | SK | 4 | kW | 380/400 | 8,6 | 50 | 4P | 1445 |  |  | 112M |  | 3 | 0,80 | 85,1% | 55 | Class F |  | Delta | Not Available | [7 empty] | Internal | Vertical
MGM001033 | NORD | 36212701 | SK | 4 | kW | 380 | 8,6 | 50 | 4P | 1445 |  |  | 112M |  | 3 | 0,80 | 85,1% | 55 | Class F |  | Delta | Not Available | [7 empty] | Internal | Vertical
MGM001034 | NORD | 36212701 | SK | 4 | kW | 380 | 8,6 | 50 | 4P | 1445 |  |  | 112M |  | 3 | 0,80 | 85,1% | 55 | Class F |  | Delta | Not Available | [7 empty] | Internal | Vertical
MGM001035 | NORD | 36212701 | SK | 4 | kW | 380 | 8,6 | 50 | 4P | 1445 |  |  | 112M |  | 3 | 0,80 | 85,1% | 55 | Class F |  | Delta | Not Available | [7 empty] | Internal | Vertical
MGM001036 | NORD | 36212701 | SK | 4 | kW | 380 | 8,6 | 50 | 4P | 1445 |  |  | 112M |  | 3 | 0,80 | 85,1% | 55 | Class F |  | Delta | Not Available | [7 empty] | Internal | Vertical
MGM001037 | NORD | 36212701 | SK | 4 | kW | 380 | 8,6 | 50 | 4P | 1445 |  |  | 112M |  | 3 | 0,80 | 85,1% | 55 | Class F |  | Delta | Not Available | [7 empty] | Internal | Vertical
MGM001038 | NORD | 36212771 | SK | 4 | kW | 380 | 8,6 | 50 | 4P | 1445 |  |  | 112M |  | 3 | 0,80 | 85,1% | 55 | Class F |  | Delta | Not Available | [7 empty] | Internal | Vertical
MGM001039 | NORD | 36212701 | SK | 4 | kW | 380 | 8,6 | 50 | 4P | 1445 |  |  | 112M |  | 3 | 0,80 | 85,1% | 55 | Class F |  | Delta | Not Available | [7 empty] | Internal | Vertical
EMO001602 | TECO |  | AECKS2001 | 1000 | kW | 3000 | 253 | 50 | 2P | 495 | SLEEVE |  |  |  | 3 |  |  | 55 | Class F |  |  | Not Available | [7 empty] | Internal | Horizontal
EMO004589 | DEMAG |  | ZBF112A8/2 | 0.46/ 1.90 | kW | 380 | 2.50/ 4.30 | 50 | 8P/2P | 705/2855 |  |  |  |  | 3
MFB000388 | HOYER | SH30773820115 | HMC3-200L2-2 | 37 | kW | 400 | 37 | 50 | 2P | 2970 | 6312 | 6312 | 200L |  | 3 | 0.91 | 93.7 | 55 | F |  | Delta | Available | [7 empty] | Internal | Vertical
MFB000389 | HOYER | SH30766830120 | HMC3-200L2-2 | 37 | kW | 400 | 37 | 50 | 2P | 2970 | 6312 | 6312 | 200L |  | 3 | 0.91 | 93.7 | 55 | F |  | Delta | Available | [7 empty] | Internal | Vertical
EMO005547 | HOYER | SH30785720264 | HMC3-225S-4 | 37 | kW | 400 | 37 | 50 | 4P | 1480 | 6313 | 6312 | 225S |  | 3 | 0.86 | 93.9 | 55 | F |  | Delta | Available | [7 empty] | External | Horizontal
EMO005548 | WISTRO | 174892 | D49 IL-4-2 | 0.15 | kW | 380 | 0.31 | 50 | [6 empty] | 3 |  |  | 66 | F |  | Star | Not Available | [8 empty] | Horizontal