## PM2 Motor (20210411) (hidden)
11.04.2021 Dynamic List Display 1
| S | Functional Location | Sort field | Equipment | Description of technical object | Material | SysStatus | Created on | Changed on
| Column1 | Column2 | Column3 | Column4 | Column5 | Column6 | Column7 | Column8 | Column9
|  | FP-01-SP2-OCC-TH03 | SP2.OCC.TH03.LUB(GB)/M | EMO003565 | AC MOTOR,380V,50HZ,1.5KW,4P | 10011046 | INST | 23.01.2015 | 29.01.2015
|  | FP-01-SP2-OCC-TH03 | SP2.OC.THK2(LF)/SW/GM | MGM000125 | GEARMOTOR;0.37KW;1.15A;4P;380V;V |  | INST | 19.06.2012 | 24.06.2013
|  | FP-01-SP2-OCC-TH03 | SP2.OC.THK2(LF)/M | EMO000964 | AC MOTOR;380V,50Hz,45kW,4P,225M,B3 | 10020901 | INST | 19.06.2012 | 04.01.2021
|  | FP-01-SP2-OCC-TH03 | SP2.OC.THK2(LF)/GB | MGB000384 | GEAR BOX,31K 331,SUND FILTER | 10008486 | INST | 19.06.2012 | 28.11.2020
|  | FP-01-SP2-OCC-TH03 | SP2.OC.THK(LF2)(SCREW)/GM | MGM000416 | GEARMOTOR,4KW,8.9A,4P,380V,V |  | INST | 30.08.2012 | 17.04.2013
|  | FP-01-SP2-OCC-TH02 | SP2.OC.THK1(SF)/SW/GM | MGM000124 | GEARMOTOR |  | INST | 19.06.2012 | 26.06.2012
|  | FP-01-SP2-OCC-TH02 | SP2.OC.THK1(SF)/GB/M | EMO000554 | AC MOTOR;380V,50Hz,7.5kW,4P,132M,V1 | 10011030 | INST | 19.06.2012 | 01.09.2020
|  | FP-01-SP2-OCC-TH02 | SP2.OC.THK1(SF)/GB | MGB000383 | GR.BOX;i=120.2,3TKL50,SANTASALO | 10008487 | INST | 19.06.2012 | 02.09.2020
|  | FP-01-SP2-OCC-TH01-BL02 | SP2.OC.THK1(LF)/BLW2/M | EMO004276 | AC MOTOR;380V,50Hz,1.5kW,2P,90L,B3 | 10010910 | INST | 18.11.2016 | 06.01.2020
|  | FP-01-SP2-OCC-TH01-BL02 | SP2.OC.THK1(LF)/BLW2 | MFB000120 | BLOWER |  | INST | 19.06.2012 | 26.06.2012
|  | FP-01-SP2-OCC-TH01-BL01 | SP2.OC.THK1(LF)/BLW1/M | EMO002922 | AC MOTOR;380V,50Hz,1.5kW,2P,90S,B3 | 10010627 | INST | 10.11.2012 | 16.11.2020
|  | FP-01-SP2-OCC-TH01-BL01 | SP2.OC.THK1(LF)/BLW1 | MFB000119 | BLOWER |  | INST | 19.06.2012 | 26.06.2012
|  | FP-01-SP2-OCC-TH01 | SP2.OC.THK1(LF)/GB/M | EMO002181 | MOTOR AC;11KW;21,5A;4P;380V;V |  | INST | 19.06.2012 | 14.07.2012
|  | FP-01-SP2-OCC-TH01 | SP2.OC.THK1(LF)/GB | MGB000382 | GR.BOX;i=138,K168-M160MB4F,FLENDER |  | INST | 19.06.2012 | 02.09.2020
|  | FP-01-SP2-OCC-T243-P243 | SP2.4103P1/M | EMO005112 | AC MOTOR;3000V,50Hz,250kW,4P,355M,B3 |  | INST | 10.06.2020
|  | FP-01-SP2-OCC-T125-P148 | SP2.OCC.T125.P148/P/M | EMO005109 | AC MOTOR;380V,50Hz,37kW,4P,225S,B3 |  | INST | 10.06.2020
|  | FP-01-SP2-OCC-T125-P147 | SP2.OCC.T125.P147/P/M | EMO005108 | AC MOTOR;380V,50Hz,37kW,4P,225S,B3 |  | INST | 10.06.2020
|  | FP-01-SP2-OCC-T019-P030 | SP2.OC.C1/P1/M | EMO004234 | AC MOTOR;380V,50Hz,132kW,4P,315M,B3 | 10029102 | INST | 22.03.2017 | 18.02.2020
|  | FP-01-SP2-OCC-T019-A010 | SP2.OC.C1/AGT/GB/M | EMO002006 | AC MOTOR;380V,50Hz,22kW,4P,180L,B3 | 10020913 | INST | 19.06.2012 | 21.05.2020
|  | FP-01-SP2-OCC-T019-A010 | SP2.OC.C1/AGT/GB | MGB000374 | GR.BOX;i=12.5,6BU700,RADICON |  | INST | 19.06.2012 | 23.04.2020
|  | FP-01-SP2-OCC-T018-P029 | SP2.OC.C1A/P1/M | EMO000548 | AC MOTOR;380V,50Hz,37kW,4P,225S,B3 | 10010615 | INST | 19.06.2012 | 02.03.2020
|  | FP-01-SP2-OCC-T016-VP01 | SP2.OC.VS1/P1/M | EMO000925 | AC MOTOR;380V,50Hz,7.5kW,4P,132M,B3 | 10010923 | INST | 19.06.2012 | 20.09.2019
|  | FP-01-SP2-OCC-T014-P023 | SP2.OC.C4/P2/M | EMO000751 | AC MOTOR;380V,50Hz,45kW,4P,225M,B3 | 10020901 | INST | 19.06.2012 | 01.07.2020
|  | FP-01-SP2-OCC-T014-P022 | SP2.OC.C4/P1/M | EMO003672 | AC MOTOR;380V,50Hz,45kW,4P,225M,B3 | 10020901 | INST | 15.12.2015 | 28.02.2020
|  | FP-01-SP2-OCC-T014-A007 | SP2.OC.C4/AGT2/M | EMO003119 | AC MOTOR;380V,50Hz,37kW,6P | 10010764 | INST | 12.11.2012 | 22.02.2020
|  | FP-01-SP2-OCC-T014-A006 | SP2.OC.C4/AGT1/M | EMO002173 | AC MOTOR;380V,50Hz,55kW,6P,280M,B3 | 10010850 | INST | 19.06.2012 | 20.12.2017
|  | FP-01-SP2-OCC-T013-P021 | SP2.OC.C8/P1/M | EMO001936 | AC MOTOR;380V,50Hz,110kW,4P,315M,B3 | 10022242 | INST | 19.06.2012 | 30.09.2020
|  | FP-01-SP2-OCC-T013-A005 | SP2.OC.C8/AGT/M | EMO002171 | MOTOR AC;30KW;61,5A;6P;380V;B |  | INST | 19.06.2012 | 18.02.2020
|  | FP-01-SP2-OCC-T012-P020 | SP2.OC.C7/P1/M | EMO002170 | MOTOR AC;45KW;93A;4P;380V;B |  | INST | 19.06.2012 | 18.02.2020
|  | FP-01-SP2-OCC-T012-A004 | SP2.OC.C7/AGT/M | EMO004957 | AC MOTOR;380V,50Hz,15kW,6P,180L,B3 | 10010603 | INST | 29.08.2019 | 10.03.2021
|  | FP-01-SP2-OCC-T011-P019 | SP2.OC.C2/P2/M | EMO002168 | MOTOR AC;37KW;72,7A;4P;380V;B |  | INST | 19.06.2012 | 18.02.2020
|  | FP-01-SP2-OCC-T011-P018 | SP2.OC.C2/P1/M | EMO002112 | AC MOTOR;380V,50Hz,45kW,4P,225M,B3 | 10020901 | INST | 19.06.2012 | 28.02.2020
|  | FP-01-SP2-OCC-T008-P015 | SP2.OC.T3/P1/M | EMO000069 | AC MOTOR;380V,50Hz,15kW,4P,160L,B3 | 10010924 | INST | 19.06.2012 | 18.02.2020
|  | FP-01-SP2-OCC-T007-P014 | SP2.OC.T2/P2/M | EMO000028 | AC MOTOR;380V,50Hz,75kW,4P,280S,B3 | 10010927 | INST | 19.06.2012 | 20.10.2020
|  | FP-01-SP2-OCC-T006-P013 | SP2.OC.T6/P1/M | EMO002162 | MOTOR AC;200KW;366A;4P;380V;B |  | INST | 19.06.2012 | 28.02.2020
|  | FP-01-SP2-OCC-T006-P012 | SP2.OC.T6/P2/M | EMO002161 | MOTOR AC;55KW;105A;4P;380V;B |  | INST | 19.06.2012 | 18.02.2020
|  | FP-01-SP2-OCC-T006-P011 | SP2.OC.C6/P3/M | EMO004982 | AC MOTOR;380V,50Hz,30kW,4P,200L,B3 | 10010560 | INST | 02.09.2019 | 24.03.2020
|  | FP-01-SP2-OCC-T006-P010 | SP2.OC.C6/P2/M | EMO002159 | AC MOTOR;380V,50Hz,200kW,4P,315M,B3 | 10010907 | INST | 19.06.2012 | 28.02.2020
|  | FP-01-SP2-OCC-T006-P009 | SP2.OC.C6/P1/M | EMO003145 | MOTOR;200KW,370A,4P,380V | 10010559 | INST | 14.11.2012 | 28.02.2020
|  | FP-01-SP2-OCC-T004-P007 | SP2.OC.T7/P1/M | EMO002927 | AC MOTOR;380V,50Hz,45kW,4P,200L,B | 10011063 | INST | 10.11.2012 | 18.02.2020
|  | FP-01-SP2-OCC-T003-P006 | SP2.OC.C5/P1/M | EMO003102 | AC MOTOR;380V,50Hz,75kW,4P,280S,B3 | 10010927 | INST | 12.11.2012 | 08.07.2020
|  | FP-01-SP2-OCC-T003-A002 | SP2.OC.C5/AGT/M | EMO002153 | AC MOTOR;380V,50Hz,30kW,6P,225M,V5 | 10020925 | INST | 19.06.2012 | 18.02.2020
|  | FP-01-SP2-OCC-T002-P005 | SP2.OC.T1/P1/M | EMO003871 | AC MOTOR;380V,50Hz,30kW,4P,200M,B3 | 10028745 | INST | 07.04.2018 | 18.02.2020
|  | FP-01-SP2-OCC-T001-P004 | SP2.OC.C1/P2/M | EMO000466 | AC MOTOR;380V,50Hz,75kW,4P,280S,B3 | 10010927 | INST | 19.06.2012 | 18.02.2020
|  | FP-01-SP2-OCC-T001-P003 | SP2.OC.C1/P1/M | EMO000708 | AC MOTOR;380V,50Hz,90kW,4P,280M,B3 | 10010624 | INST | 19.06.2012 | 28.02.2020
|  | FP-01-SP2-OCC-T001-A001 | SP2.OC.C1/AGT/GB/M | EMO004931 | AC MOTOR;380V,50Hz,22kW,4P,180L,B3 | 10010928 | INST | 22.08.2019 | 03.06.2020
|  | FP-01-SP2-OCC-T001-A001 | SP2.OC.C1/AGT/GB | MGB000380 | GR.BOX;i=12.5,6BU700,RADICON |  | INST | 19.06.2012 | 19.06.2014
|  | FP-01-SP2-OCC-SR24 | SP2.OCC.SR24/TC(S)/M | EMO005111 | AC MOTOR;380V,50Hz,90kW,4P,280M,V5 | 10036932 | INST | 23.06.2020
|  | FP-01-SP2-OCC-SR23 | SP2.OCC.SR23/TC(S)/M | EMO005110 | AC MOTOR;380V,50Hz,90kW,4P,280M,V5 | 10036932 | INST | 23.06.2020
|  | FP-01-SP2-OCC-SR22 | SP2.OC.RJ-SR/M | EMO002917 | AC MOTOR;380V,50Hz,110kW,6P,315M,B3 | 10011050 | INST | 10.11.2012 | 22.02.2020
|  | FP-01-SP2-OCC-SR21 | SP2.OCC.PS(F)FL/M | EMO003636 | AC MOTOR;380V,50Hz,55kW,6P,280M,V5 | 10027434 | INST | 29.04.2015 | 02.03.2020
|  | FP-01-SP2-OCC-SR06 | SP2.OC.PS(F)2/M | EMO004264 | AC MOTOR;380V,50Hz,55kW,8P,315S,B3 | 10027435 | INST | 30.05.2017 | 24.02.2020
|  | FP-01-SP2-OCC-SR05 | SP2.OC.PS(F)1/M | EMO002652 | AC MOTOR;380V,50Hz,110kW,6P,315L,B3 | 10011050 | INST | 01.08.2012 | 15.02.2021
|  | FP-01-SP2-OCC-SR04 | SP2.OC.FRAC/M | EMO002145 | MOTOR AC;150HP;223A;8P;380V;B/V |  | INST | 19.06.2012 | 24.02.2020
|  | FP-01-SP2-OCC-SR03 | SP2.OC.ADS3/M | EMO003791 | AC MOTOR;380V,50Hz,90kW,8P,315L,B3 | 10011120 | INST | 18.01.2017 | 24.02.2020
|  | FP-01-SP2-OCC-SR02 | SP2.OC.ADS2/M | EMO003790 | AC MOTOR;380V,50Hz,90kW,8P,315L,B3 | 10011120 | INST | 18.01.2017 | 24.02.2020
|  | FP-01-SP2-OCC-SR01 | SP2.OC.ADS1/M | EMO004261 | AC MOTOR;380V,50Hz,132kW,8P,355M,B3 | 10029311 | INST | 30.05.2017 | 24.02.2020
|  | FP-01-SP2-OCC-RJ04 | SP2.RJH.SNS (SPIRAC)/GM | MGM000013 | GEARMOTOR;0.37KW;1.21A;4P;380V;V |  | INST | 19.06.2012 | 24.06.2013
|  | FP-01-SP2-OCC-PU01-RAGG | SP2.PUL1/RAG/GM | MGM000880 | GR.MOTOR;0.37kW,i=1.77,R137R77,SEW |  | INST | 21.12.2016 | 20.01.2017
|  | FP-01-SP2-OCC-PU01-RAGG | SP2.OCC.PU01.RAGG/M | EMO003584 | AC MOTOR;380V,50Hz,0.75kW,4P | 10011009 | INST | 17.02.2015 | 03.03.2020
|  | FP-01-SP2-OCC-PU01-P136 | SP2.OC.PUL1/P3/M | EMO001424 | AC MOTOR;380V,50Hz,37kW,4P,225S,B3 | 10022162 | INST | 19.06.2012 | 13.06.2017
|  | FP-01-SP2-OCC-PU01-P002 | SP2.PUL1/P2/M | EMO001741 | AC MOTOR;380V,50Hz,45kW,4P,225M,B3 | 10011044 | INST | 19.06.2012 | 02.12.2020
|  | FP-01-SP2-OCC-PU01-P001 | SP2.PUL1/P1/M | EMO002134 | MOTOR |  | INST | 19.06.2012 | 20.02.2020
|  | FP-01-SP2-OCC-PU01-OU01 | SP2.PUL1/GB/OU/P/M | EMO003792 | AC MOTOR;380V,50Hz,2.2kW,6P,112M,B3 | 10027630 | INST | 18.01.2017
|  | FP-01-SP2-OCC-PU01-DRSR | SP2.PUL1/DRS/SW(O)/GM | MGM000405 | GEARMOTOR |  | INST | 30.08.2012 | 24.06.2013
|  | FP-01-SP2-OCC-PU01-DRSR | SP2.PUL1/DRS/GM2 | MGM000121 | GEAR MOTOR,ERTBKA,TECO,R:1/30,7.5KW,4P | 10023660 | INST | 19.06.2012 | 02.08.2016
|  | FP-01-SP2-OCC-PU01-DRSR | SP2.PUL1/DRS/GM1 | MGM000115 | GR.MOTOR;7.5kW,i=30,ERTBKA,TECO | 10023660 | INST | 19.06.2012 | 27.12.2017
|  | FP-01-SP2-OCC-PU01-DRSR | SP2.PUL1.DRS 2/M | EMO003748 | AC MOTOR;380V,50Hz,7.5Kw,4P | 10010718 | INST | 02.08.2016
|  | FP-01-SP2-OCC-PU01-DRSR | SP2.PUL1.DRS 1/M | EMO003747 | AC MOTOR;380V,50Hz,7.5Kw,4P | 10010718 | INST | 02.08.2016 | 24.02.2020
|  | FP-01-SP2-OCC-PU01-CRN6 | SP2.OCC.PU01.CRN6/RGR | EMO003851 | AC MOTOR;380V,50Hz,0.30kW,4P |  | INST | 27.01.2018
|  | FP-01-SP2-OCC-PU01 | SP2.PUL1/GB/M | EMO003789 | AC MOTOR;3000V,50Hz,600kW,6P,450C,B3 | 10011066 | INST | 18.01.2017 | 24.02.2020
|  | FP-01-SP2-OCC-PU01 | SP2.PUL1/GB | MGB000722 | GR.BOX;i=6.250,PVD9105R2AL-RR6.250,PARAM |  | INST | 21.12.2016 | 20.01.2017
|  | FP-01-SP2-OCC-PAL1-P137 | SP2.OC.PAL1/P1/M | EMO001963 | AC MOTOR;380V,50Hz,18.5kW,4P,180M,B3 | 10010818 | INST | 19.06.2012 | 12.11.2020
|  | FP-01-SP2-OCC-PAL1 | SP2.OCC.PAL1/PL-SORTER/M | EMO004265 | AC MOTOR;380V,50Hz,75kW,6P,315S,B3 |  | INST | 05.04.2017 | 24.02.2020
|  | FP-01-SP2-OCC-DP01-PP16 | SP2_DP_PP16/M | EMO005097 | AC MOTOR;380V,50Hz,110kW,6P,315L,B3 |  | INST | 10.06.2020
|  | FP-01-SP2-OCC-DP01-PP16 | SP2_DP_PP16/FAN/M | EMO005099 | AC MOTOR;380V,50Hz,3kW,4P,100L,B5 |  | INST | 10.06.2020
|  | FP-01-SP2-OCC-DP01-PP15 | SP2_DP_PP15/M | EMO005096 | AC MOTOR;380V,50Hz,110kW,6P,315L,B3 |  | INST | 10.06.2020
|  | FP-01-SP2-OCC-DP01-PP15 | SP2_DP_PP15/FAN/M | EMO005098 | AC MOTOR;380V,50Hz,3kW,4P,100L,B5 |  | INST | 10.06.2020
|  | FP-01-SP2-OCC-DP01-OU11 | SP2_DP_OU11/P/M | EMO005093 | AC MOTOR;380V,50Hz,3kW,4P,100L,B5 |  | INST | 10.06.2020
|  | FP-01-SP2-OCC-DP01-MD01 | SP2_DP_MD01/M | EMO005092 | AC MOTOR;3000V,50Hz,900kW,4P,400L,B3 | 10035583 | INST | 10.06.2020
|  | FP-01-SP2-OCC-DP01-MD01 | SP2_DP_MD01/GB | MGB001043 | GR.BOX;i=19,D2PSF110LB,SANTASALO |  | INST | 03.07.2020
|  | FP-01-SP2-OCC-DP01-LRC1-HD10 | SP2.LRC1/HD10/HYD_COMPACTOR/M | EMO005101 | AC MOTOR;380V,50Hz,1.5kW,4P,90L,V1 |  | INST | 10.06.2020
|  | FP-01-SP2-OCC-DP01-LRC1 | SP2.DP1.LRC1/COMPACTOR/M | EMO005100 | AC MOTOR;380V,50Hz,55kW,4P,250M,B3 | 10035729 | INST | 10.06.2020
|  | FP-01-SP2-OCC-DP01-LRC1 | SP2.DP1.LRC1/COMPACTOR/GB | MGB001086 | GR.BOX;i=102.6244,GB12013FSs103AVF510NK1 |  | INST | 28.11.2019
|  | FP-01-SP2-OCC-DP01-LRC1 | SP2.DP1.LRC1/COMPACTOR/FAN/M | EMO005102 | AC MOTOR;380V,50Hz,0.55kW,4P,80M,B5 |  | INST | 10.06.2020
|  | FP-01-SP2-OCC-DP01-CN16 | SP2.DP.CN16/RJC3/GM | MGM000944 | GR.MOTOR;22kW,i=57.63,D169-LES180ZLJ4E,F | 10034854 | INST | 04.04.2019 | 07.03.2020
|  | FP-01-SP2-OCC-DP01-CN15 | SP2.DP.CN15/RJC2/GM | MGM000947 | GR.MOTOR;22kW,i=57.63,D169-LES180ZLJ4E,F | 10034854 | INST | 04.04.2019 | 07.03.2020
|  | FP-01-SP2-OCC-DP01-CN14 | SP2.DP.CN14/RJC1/GM | MGM000949 | GR.MOTOR;11kW,i=56.64,Z149-LE160MF4E,FLE | 10034853 | INST | 04.04.2019 | 07.03.2020
|  | FP-01-SP2-OCC-DP01-CN13 | SP2.DP.CN13/BALE_FC2/GB | MGB001042 | GR.BOX;i=199.022,B4 DH 09 B,FLENDER |  | INST | 06.03.2020
|  | FP-01-SP2-OCC-DP01-CN12 | SP2.DP.CN12/BALE_FC1/M(BLW) | EMO004379 | AC MOTOR;380V,50Hz,0.08kW,4P |  | INST | 04.03.2020
|  | FP-01-SP2-OCC-DP01-CN12 | SP2.DP.CN12/BALE_FC1/GB | MGB001041 | GR.BOX;i=201.26,B4 DH 08 B,FLENDER |  | INST | 06.03.2020
|  | FP-01-SP2-OCC-DP01-AP12 | SP2.4102R3/AGT/M | EMO005095 | AC MOTOR;380V,50Hz,22kW,6P,200L,B3 |  | INST | 10.06.2020
|  | FP-01-SP2-OCC-DP01-AP11 | SP2.4102R2/AGT/M | EMO005094 | AC MOTOR;380V,50Hz,22kW,6P,200L,B3 |  | INST | 10.06.2020
|  | FP-01-SP2-OCC-CN01 | SP2.CON1/GB/M | EMO002131 | MOTOR AC;11KW;22A;4P;380V;B |  | INST | 19.06.2012 | 24.02.2020
|  | FP-01-SP2-OCC-CN01 | SP2.CON1/GB | MGB000378 | GEARBOX |  | INST | 19.06.2012 | 26.06.2012
|  | FP-01-SP2-NDL-TH06 | SP2.ND.THK(SF)1/SW/GM | MGM000120 | GEARMOTOR |  | INST | 19.06.2012 | 26.06.2012
|  | FP-01-SP2-NDL-TH06 | SP2.ND.THK(SF)1/GB/M | EMO002182 | AC MOTOR;380V,50Hz,7.5kW,4P,132S,V1 | 10020815 | INST | 19.06.2012 | 24.02.2020
|  | FP-01-SP2-NDL-TH06 | SP2.ND.THK(SF)1/GB | MGB000377 | GR.BOX;i=120.2,3TKL50,SANTASALO | 10008487 | INST | 19.06.2012 | 02.09.2020
|  | FP-01-SP2-NDL-TH05 | SP2.ND.THK(LF)2/SW/GM | MGM000356 | GEARMOTOR;0.75KW;1.9A;4P;380V;V | 10011034 | INST | 13.08.2012 | 24.06.2013
|  | FP-01-SP2-NDL-TH05 | SP2.ND.THK(LF)2/GB/M | EMO001752 | AC MOTOR;380V,50HZ,7.5KW,15.2A,4P | 10010929 | INST | 19.06.2012 | 24.02.2020
|  | FP-01-SP2-NDL-TH05 | SP2.ND.THK(LF)2/GB | MGB000376 | GR.BOX;i=120.2,3TKL50,METSO | 10008487 | INST | 19.06.2012 | 02.09.2020
|  | FP-01-SP2-NDL-TH04 | SP2.ND.THK(LF)1/SW/GM | EMO003065 | MOTOR,SUMITOMO,0.75KW,1.5A,4P | 10011034 | INST | 12.11.2012 | 24.02.2020
|  | FP-01-SP2-NDL-TH04 | SP2.ND.THK(LF)1/GB/M | EMO000428 | AC MOTOR;380V,50HZ,7.5KW,4P,16A,V | 10010719 | INST | 19.06.2012 | 24.02.2020
|  | FP-01-SP2-NDL-TH04 | SP2.ND.THK(LF)1/GB | MGB000375 | GR.BOX;i=120.2,3TKL50,SANTASALO | 10008487 | INST | 19.06.2012 | 02.09.2020
|  | FP-01-SP2-NDL-T036-P058 | SP2.ND.C1B/P1/M | EMO000813 | AC MOTOR;380V,50Hz,37kW,4P,225S,B3 | 10010920 | INST | 19.06.2012 | 24.02.2020
|  | FP-01-SP2-NDL-T036-A008 | SP2.ND.C1B/AGT/M | EMO003107 | MOTOR AC;15KW;31,9A;6P;380V;B |  | INST | 12.11.2012 | 19.07.2013
|  | FP-01-SP2-NDL-T034-P050 | SP2.ND.C9/P1/M | EMO000753 | AC MOTOR;380V,50Hz,45kW,4P,225M,B3 | 10020901 | INST | 19.06.2012 | 02.12.2020
|  | FP-01-SP2-NDL-T034-A017 | PM2.BR.C5/AGT C/M | EMO000748 | AC MOTOR;380V,50Hz,30kW,6P,225M,B3 | 10020925 | INST | 19.06.2012 | 24.04.2020
|  | FP-01-SP2-NDL-T033-P049 | SP2.ND.C8/P1/M | EMO000079 | AC MOTOR;380V,50Hz,37kW,4P,225S,B3 | 10010920 | INST | 19.06.2012 | 21.04.2017
|  | FP-01-SP2-NDL-T033-A016 | SP2.ND.C8/AGT/M | EMO002115 | MOTOR AC;55KW;108A;6P;380V;B |  | INST | 19.06.2012 | 24.02.2020
|  | FP-01-SP2-NDL-T032-P048 | SP2.ND.C7/P2/M | EMO000483 | AC MOTOR;380V,50Hz,37kW,4P,225S,B3 | 10010920 | INST | 19.06.2012 | 19.02.2020
|  | FP-01-SP2-NDL-T032-A015 | SP2.ND.C7/AGT/M | EMO000422 | AC MOTOR;380V,50Hz,22kW,6P,200L,B3 | 10020927 | INST | 19.06.2012 | 19.02.2020
|  | FP-01-SP2-NDL-T030-P046 | SP2.ND.C6/P2/M | EMO002110 | MOTOR AC;30KW;58A;4P;380V;B |  | INST | 19.06.2012 | 19.02.2020
|  | FP-01-SP2-NDL-T030-P045 | SP2.ND.C6/P1/M | EMO002018 | AC MOTOR;380V,50HZ,37KW,4P,B | 10011059 | INST | 19.06.2012 | 20.07.2018
|  | FP-01-SP2-NDL-T029-P044 | SP2.ND.C4/P1/M | EMO001993 | AC MOTOR;380V,50Hz,45kW,4P,225S,B3 | 10020901 | INST | 19.06.2012 | 19.02.2020
|  | FP-01-SP2-NDL-T029-A013 | SP2.ND.C4/AGT2/M | EMO002840 | AC MOTOR;380V,50Hz,7.5kW,6P,160M,B3 | 10010925 | INST | 17.09.2012 | 27.02.2019
|  | FP-01-SP2-NDL-T029-A012 | SP2.ND.C4/AGT1/M | EMO000572 | AC MOTOR;380V,50Hz,22kW,6P,200L,B3 | 10020927 | INST | 19.06.2012 | 08.02.2017
|  | FP-01-SP2-NDL-T028-P043 | SP2.ND.T5/P2/M | EMO000399 | AC MOTOR;380V,50HZ,7.5KW,4P,B | 10010923 | INST | 19.06.2012 | 24.02.2020
|  | FP-01-SP2-NDL-T028-P042 | SP1.MW.T5A/P1/M | EMO000539 | AC MOTOR;380V,50Hz,30KW,4P,200M,B3 | 10010895 | INST | 19.06.2012 | 24.02.2020
|  | FP-01-SP2-NDL-T027-P041 | SP2.ND.C3A/P2/M | EMO000463 | AC MOTOR;380V,50Hz,75kW,4P,280S,B3 | 10010927 | INST | 19.06.2012 | 24.07.2020
|  | FP-01-SP2-NDL-T027-P040 | SP2.ND.C3A/P1/M | EMO003926 | AC MOTOR;380V,50Hz,200kW,4P,315M,B3 | 10028748 | INST | 12.11.2018 | 19.02.2020
|  | FP-01-SP2-NDL-T026-P039 | SP2.ND.C3/P3/M | EMO003665 | AC MOTOR;380V,50Hz,55kW,4P,250S,B3 | 10010665 | INST | 06.11.2015 | 19.02.2020
|  | FP-01-SP2-NDL-T026-P038 | SP2.ND.C3/P4/M | EMO000752 | AC MOTOR;380V,50Hz,110kW,4P,280M,B3 | 10010653 | INST | 19.06.2012 | 26.09.2020
|  | FP-01-SP2-NDL-T026-P037 | SP2.ND.C3/P1/M | EMO002175 | AC MOTOR;380V,50Hz,45kW,4P,225M,B3 | 10020901 | INST | 19.06.2012 | 19.02.2020
|  | FP-01-SP2-NDL-T023-P034 | SP2.ND.T3/P1/M | EMO002096 | MOTOR AC;45KW;93A;4P;380V;B |  | INST | 19.06.2012 | 24.02.2020
|  | FP-01-SP2-NDL-T022-P033 | SP2.ND.T2A/P1/M | EMO000374 | AC MOTOR;380V,50Hz,22kW,4P,180L,B3 | 10020913 | INST | 19.06.2012 | 13.10.2020
|  | FP-01-SP2-NDL-T020-P031 | SP2.ND.C2/P1/M | EMO003655 | AC MOTOR;380V,50Hz,90kW,4P,280M,B3 | 10011114 | INST | 06.09.2015 | 28.02.2020
|  | FP-01-SP2-NDL-T020-A011 | SP2.ND.C2/AGT/M | EMO000983 | AC MOTOR;380V,50HZ,30KW,6P,B | 10020925 | INST | 19.06.2012 | 28.02.2020
|  | FP-01-SP2-NDL-T005-P008 | SP2.ND.C3/P1/M | EMO001065 | AC MOTOR;380V,50Hz,110kW,4P,315S,B3 | 10011117 | INST | 19.06.2012 | 13.11.2020
|  | FP-01-SP2-NDL-T005-A003 | SP2.ND.C3/AGT/GB/M | EMO002156 | MOTOR AC;22KW;44,3A;4P;380V;B |  | INST | 19.06.2012 | 05.05.2020
|  | FP-01-SP2-NDL-T005-A003 | SP2.ND.C3/AGT/GB | MGB000381 | GR.BOX;i=12.5,6BU700,RADICON |  | INST | 19.06.2012 | 05.05.2020
|  | FP-01-SP2-NDL-SR13 | SP2.ND.PS(F)2/M | EMO003637 | AC MOTOR;380V,50Hz,55kW,8P,315S,B3 | 10027435 | INST | 29.04.2015 | 06.09.2015
|  | FP-01-SP2-NDL-SR12 | SP2.ND.PS(F)1/M | EMO000664 | MOTOR;75KW,140A,4P,380V | 10010623 | INST | 19.06.2012 | 28.02.2020
|  | FP-01-SP2-NDL-SR12 | SP2.ND.PS(F)1/GB | MGB000505 | GEARBOX,PS 36 | 10021288 | INST | 15.09.2012 | 28.09.2020
|  | FP-01-SP2-NDL-SR11 | SP2.ND.SR11/M | EMO003898 | AC MOTOR;380V,50Hz,160kW,8P,355S,B3 | 10031810 | INST | 28.07.2018 | 27.11.2019
|  | FP-01-SP2-NDL-SR09 | SP2.ND.PS(C)2/M | EMO004257 | AC MOTOR;380V,50Hz,45kW,6P,280S,B3 |  | INST | 17.02.2021
|  | FP-01-SP2-NDL-SR08 | SP2.ND.PS(C)1/M | EMO003633 | AC MOTOR;380V,50Hz,75kW,8P,315M,B3 | 10011118 | INST | 29.04.2015 | 06.09.2015
|  | FP-01-SP2-NDL-RF03-OU01 | SP2.NDL.RF03.OU01/P/M | EMO003844 | AC MOTOR;380V,50Hz,0.37kW,4P,80M,V1 | 10011045 | INST | 11.11.2017 | 15.12.2020
|  | FP-01-SP2-NDL-RF03 | SP2.NDL.RF03/JILHA/M | EMO001220 | AC MOTOR;3000V,50Hz,500kW,4P,450A,B3 | 10026497 | INST | 19.06.2012 | 05.06.2020
|  | FP-01-SP2-NDL-RF03 | SP2.NDL.RF03/JILHA/GB | MGB000750 | GR.BOX;i=2.5,SIG-250ZWH,VALMET | 10036062 | INST | 30.04.2020
|  | FP-01-SP2-NDL-RF02 | SP2.ND.RF02(KN)/M | EMO003610 | MOTOR,380V,0.0025-01KW,0.4/1.6A,2/8P |  | INST | 02.04.2015
|  | FP-01-SP2-NDL-RF02 | SP2.ND.CNR1/GB/M | EMO002078 | MOTOR AC;400KW;86A;4P;3000V;B |  | INST | 19.06.2012 | 28.02.2020
|  | FP-01-SP2-NDL-RF02 | SP2.ND.CNR1/GB | MGB000469 | GR.BOX;i=2.03,H1-200,GREAVES GEAR | 10008552 | INST | 14.08.2012 | 08.10.2018
|  | FP-01-SP2-NDL-RF02 | SP2-NDL-RF02/P(OL)/M | EMO003808 | AC MOTOR;380V,50Hz,0.75kW,4P,80L,B3 |  | INST | 11.07.2017 | 28.02.2020
|  | FP-01-SP2-NDL-RF01 | SP2.ND.DDR1/M | EMO000385 | AC MOTOR;3000V,50Hz,500kW,4P,450A,B3 |  | INST | 19.06.2012 | 02.03.2020
|  | FP-01-SP2-NDL-PU02-RAGG | SP2.PUL2/RAG/M | EMO003401 | MOTOR AC;0.75KW;2.25A;6P;380V;B |  | INST | 22.06.2013 | 19.02.2020
|  | FP-01-SP2-NDL-PU02-RAGG | SP2.PUL2/RAG/GB | MGB000487 | GEARBOX |  | INST | 30.08.2012
|  | FP-01-SP2-NDL-PU02-PALS | SP2.PUL2/PLS/M | EMO002071 | MOTOR AC;132KW;250A;6P;380V;B |  | INST | 19.06.2012 | 02.03.2020
|  | FP-01-SP2-NDL-PU02-P027 | SP2.PUL2.P2/M | EMO000066 | AC MOTOR;380V,50Hz,55kW,4P,250S,B3 | 10010665 | INST | 19.06.2012 | 14.06.2017
|  | FP-01-SP2-NDL-PU02-P026 | SP2.PUL2/P1/M | EMO003199 | AC MOTOR;380V,50Hz,75kW,4P,250M,B3 | 10010684 | INST | 15.12.2012 | 06.03.2020
|  | FP-01-SP2-NDL-PU02-P025 | SP2.PUL2/GB/P(G)1/M | EMO003563 | AC MOTOR,380V,50HZ,1.5KW,4P | 10011046 | INST | 23.01.2015 | 28.01.2015
|  | FP-01-SP2-NDL-PU02-DRSR | SP2.PUL2/DRS/GM2 | MGM000996 | GR.MOTOR;2.2kW,i=23.92,SR 52-100L/40 |  | INST | 05.09.2018
|  | FP-01-SP2-NDL-PU02-DRSR | SP2.PUL2/DRS/GM | MGM000113 | GEARMOTOR;2.2KW;5A;4P;380V;V |  | INST | 19.06.2012 | 24.06.2013
|  | FP-01-SP2-NDL-PU02 | SP2.PUL2/GB/M | EMO002072 | MOTOR AC;500KW;114A;4P;3000V;B |  | INST | 19.06.2012 | 19.02.2020
|  | FP-01-SP2-NDL-PU02 | SP2.PUL2/GB | MGB000369 | GEARBOX,RDH24A-BNN8,HANSEN,450KW,8.117:1 | 10021565 | INST | 19.06.2012 | 06.08.2014
|  | FP-01-SP2-NDL-CN02 | SP2.CON2/GM | MGM000250 | GR.MOTOR;11kW,i=30,RGTB,TECO | 10008636 | INST | 23.07.2012 | 20.09.2016
|  | FP-01-SP2-NDL-CN02 | SP2.CON2/GB/M | EMO003807 | AC MOTOR;380V,50Hz,15kW,4P,160L,B35 |  | INST | 13.06.2017 | 28.02.2020
|  | FP-01-SP2-LUB-T040-P053 | SP2.LUB.RF1/T(LUB)/P2/M | EMO002127 | AC MOTOR;380V,50Hz,0.55kW,6P,80M,B5 | 10010956 | INST | 19.06.2012 | 22.12.2020
|  | FP-01-SP2-HYD-T144-P252 | SP2.ND.RF1/T(HYD)/P1/M | EMO002124 | AC MOTOR;380V,50Hz,0.75kW,4P,80M,V1 | 10020632 | INST | 19.06.2012 | 24.06.2020
|  | FP-01-SP2-HYD-T042-P054 | SP2.ND.DDR.HYD/T(OI)/P(G)1/M | EMO002126 | AC MOTOR;380V,50HZ,0.75KW,4P | 10020632 | INST | 19.06.2012 | 15.12.2015
|  | FP-01-SP2-EFF-T128-P151 | SP2.P-DP-1/M | EMO005167 | AC MOTOR;380V,50Hz,55kW,4P,250M,B3 |  | INST | 19.11.2020
|  | FP-01-PM2-WRS-TPWR | PM2.WRS.TW/SW2(O)/GM | MGM000478 | GEARMOTOR |  | INST | 15.04.2016 | 15.04.2016
|  | FP-01-PM2-WRS-TPWR | PM2.WRS.TW/SW1(O)/GM | MGM000216 | GEARMOTOR | 10024053 | INST | 11.07.2012 | 15.04.2016
|  | FP-01-PM2-WRS-T138-BL26 | PM2.CWR.CTW1/BLW/M | EMO003338 | MOTOR |  | INST | 10.05.2013
|  | FP-01-PM2-WRS-T138-BL26 | PM2.CWR.CTW1/BLW | MFB000207 | BLOWER |  | INST | 10.05.2013
|  | FP-01-PM2-WRS-T106-P109 | PM2.SWR.T3/P2/M | EMO000841 | MMOTOR AC;3KW;6,25A;2P;380V;B |  | INST | 19.06.2012 | 14.07.2012
|  | FP-01-PM2-WRS-T106-P108 | PM2.SWR.T3/P1/M | EMO002647 | MOTOR;3KW,6.3A,2P,380V,VERTICAL |  | INST | 01.08.2012 | 28.02.2020
|  | FP-01-PM2-WRS-T105-P107 | PM2.SWR.T2/P3A/M | EMO003913 | AC MOTOR;380V,50Hz,45kW,2P,225M,B3 |  | INST | 21.09.2018 | 21.09.2018
|  | FP-01-PM2-WRS-T105-P106 | PM2.SWR.T2/P3/M | EMO000838 | AC MOTOR;380,50HZ,110KW,4P,205A,B |  | INST | 19.06.2012 | 05.07.2014
|  | FP-01-PM2-WRS-T105-P105 | PM2.SWR.T2/P2A/M | EMO000837 | AC MOTOR;380V,50HZ,90KW,2P,157A,B |  | INST | 19.06.2012 | 05.07.2014
|  | FP-01-PM2-WRS-T105-P104 | PM2.SWR.T2/P2/M | EMO003122 | AC MOTOR;380V,50Hz,90kW,2P,280M,B3 | 10010854 | INST | 12.11.2012 | 28.02.2020
|  | FP-01-PM2-WRS-T105-P103 | PM2.SWR.T2/P1A/M | EMO000835 | AC MOTOR;380V,50HZ,132KW,2P,225A,B |  | INST | 19.06.2012 | 16.07.2014
|  | FP-01-PM2-WRS-T105-P102 | PM2.SWR.T2/P1(P 852)/M | EMO003190 | AC MOTOR;380V,50Hz,132kW,2P,315S,B3 | 10010544 | INST | 15.12.2012 | 28.02.2020
|  | FP-01-PM2-WRS-PRS1 | PM2.P1.PUR.SW(O)/GM | MGM000479 | GEARMOTOR |  | INST | 15.04.2016 | 15.04.2016
|  | FP-01-PM2-WRS-FU14-P133 | MODIFIED | EMO000260 | MOTOR AC;30KW;55,4A;2P;380V;B |  | INST | 19.06.2012 | 28.02.2020
|  | FP-01-PM2-WRS-FU12-P132 | MODIFIED | EMO000062 | MOTOR AC;30KW;55,4A;2P;380V;B |  | INST | 19.06.2012 | 28.02.2020
|  | FP-01-PM2-WRS-BTWR | PM2.BTW.SW(0)2/GM2 | MGM000208 | GEARMOTOR |  | INST | 05.07.2012
|  | FP-01-PM2-WRS-BTWR | PM2.BTW.SW(0)/GM | MGM000207 | GEARMOTOR |  | INST | 05.07.2012
|  | FP-01-PM2-WRS-BKWR | PM2.BKW.SW(0)/GM | MGM000352 | GEARMOTOR;TL,1/2HP,i:200,4P |  | INST | 08.08.2012 | 08.08.2012
|  | FP-01-PM2-WET-TPWR-HB02 | EVENEROLL4/GM2/M2 | EMO003286 | AC MOTOR;380V,50Hz,0.75kW,4P,80M,B5 | 10024163 | INST | 13.02.2013 | 10.10.2018
|  | FP-01-PM2-WET-TPWR-HB02 | EVENEROLL4 | MGM000781 | GR.MOTOR;0.4kW,i=200,PL32-0400-200S3,TUN | 10008628 | INST | 08.03.2016 | 16.06.2016
|  | FP-01-PM2-WET-TPWR-HB02 | EVENEROLL3 | MGM000930 | GR.MOTOR;0.37kW,i=200,PL32-0400-200S3,TU | 10008628 | INST | 26.02.2019 | 30.03.2019
|  | FP-01-PM2-WET-TPWR-FMR1 | PM2.TW.FMR/GB/M | EMO000674 | DC MOTOR;460V,68HZ,220KW,355A,3PHASE | 10010993 | INST | 19.06.2012 | 15.08.2020
|  | FP-01-PM2-WET-TPWR-FMR1 | PM2.TW.FMR/GB | MGB000152 | GR.BOX;i=7,1C315N,SANTASALO |  | INST | 19.06.2012 | 04.06.2014
|  | FP-01-PM2-WET-PRS2-SCR1 | PM2.HP.TCR1/SR1/GB/M | EMO002657 | MOTOR |  | INST | 02.08.2012
|  | FP-01-PM2-WET-PRS2-SCR1 | PM2.HP.TCR1/SR1/GB | MGB000068 | GEARBOX |  | INST | 19.06.2012 | 02.08.2012
|  | FP-01-PM2-WET-PRS2-PSRT | PM2.WET.PRS2/M.PSRT | EMO003802 | AC MOTOR;380V,50Hz,0.37kW,4P,90S,B5 | 10011045 | INST | 25.04.2017 | 10.04.2018
|  | FP-01-PM2-WET-PRS2-PSRT | PM2.P2.TP(R)/M2 | EMO003644 | AC MOTOR;460V,90HZ,450KW,FL4473Z | 10022550 | INST | 17.06.2015 | 29.09.2018
|  | FP-01-PM2-WET-PRS2-PSRT | PM2.P2.TP(R)/M1 | EMO000831 | MOTOR,4346A,RELIANCE,600HP,712A,460V | 10022550 | INST | 19.06.2012 | 29.01.2014
|  | FP-01-PM2-WET-PRS2-PSRT | PM2.P2.TP(R)/GB2 | MGB000714 | GR.BOX;i=2.8276,D1PSF40,MOVENTAS | 10031494 | INST | 14.07.2017 | 25.07.2017
|  | FP-01-PM2-WET-PRS2-PSRT | PM2.P2.TP(R)/GB1 | MGB000150 | GR.BOX;i=2.8276,D1PSF40,MOVENTAS | 10031494 | INST | 19.06.2012 | 13.01.2021
|  | FP-01-PM2-WET-PRS2-PSRT | PM2.P2.TP(R)/DR/GM | MGM000733 | GR.MOTOR;0.4kW,i=200,PL32-0400-200S3,TUN | 10008628 | INST | 20.05.2015 | 22.01.2020
|  | FP-01-PM2-WET-PRS2-PSRT | PM2.P2.TP(R).M2.BL/M | EMO002515 | MOTOR |  | INST | 16.07.2012 | 19.01.2013
|  | FP-01-PM2-WET-PRS2-PSRT | PM2.P2.TP(R).M1.BL/M | EMO002514 | MOTOR |  | INST | 16.07.2012 | 19.01.2013
|  | FP-01-PM2-WET-PRS2-PSRB | PM2.P2.BT(R).SW(O)/GM | MGM000743 | GR.MOTOR;0.4kW,i=200,PL32-0400-200S3,TUN | 10008628 | INST | 02.11.2015 | 09.06.2017
|  | FP-01-PM2-WET-PRS2-LIPR | PM2.HP.TCR1/LIPR/GB/M | EMO002656 | DC MOTOR;460V,60Hz,7.5kW,12.6A,L2162,B3 | 10023988 | INST | 02.08.2012 | 15.03.2021
|  | FP-01-PM2-WET-PRS2-LIPR | PM2.HP.TCR1/LIPR/GB | MGB000061 | GEARBOX |  | INST | 19.06.2012 | 02.08.2012
|  | FP-01-PM2-WET-PRS2 | PM2..SP.BOTT.ST/M | EMO001960 | MOTOR |  | INST | 19.06.2012 | 17.01.2013
|  | FP-01-PM2-WET-PRS1-PUR1 | PM2.P1.PUR/GB/M | EMO001279 | DC MOTOR;460V,60Hz,51kW,86A,3PHASE | 10020952 | INST | 19.06.2012 | 02.12.2020
|  | FP-01-PM2-WET-PRS1-PUR1 | PM2.P1.PUR/GB | MGB000148 | GR.BOX;i=8.80,2C0N160,SANTASALO |  | INST | 19.06.2012 | 04.06.2014
|  | FP-01-PM2-WET-PRS1-PSRT | PM2.P2.TR/GB/M | EMO003458 | DC MOTOR;460V,150kW,240A | 10023986 | INST | 15.02.2014 | 24.07.2020
|  | FP-01-PM2-WET-PRS1-PSRT | PM2.P2.TR/GB | MGB000149 | GR.BOX;i=5.5789,1C225N,SANTASALO | 10008511 | INST | 19.06.2012 | 19.08.2017
|  | FP-01-PM2-WET-PRS1-PSRT | PM2.P2.TOP FELT/SW(O)/M | EMO002982 | MOTOR,AC, |  | INST | 12.11.2012 | 11.07.2013
|  | FP-01-PM2-WET-PRS1-PSRB | PM2.P1.BTR/GB/M | EMO003351 | DC MOTOR;460V,40Hz,150kW,240A,3PHASE | 10023986 | INST | 16.05.2013 | 28.02.2020
|  | FP-01-PM2-WET-PRS1-PSRB | PM2.P1.BTR/GB | MGB000147 | GR.BOX;i=5.5789,1C225N,SANTASALO |  | INST | 19.06.2012 | 04.06.2014
|  | FP-01-PM2-WET-PRS1-P258 | PM2.P1.HP2-1B/M | EMO002528 | MOTOR |  | INST | 16.07.2012
|  | FP-01-PM2-WET-PRS1-CRR1 | PM2.WET.PRS1.CRR1/M | EMO003550 | MOTOR;CENTER ROLL |  | INST | 15.12.2014
|  | FP-01-PM2-WET-PRS1-CRR1 | PM2.P1.CRR/DR/GM | MGM000943 | GR.MOTOR;0.37kW,i=200,PL32-0400-200S3,TU | 10008628 | INST | 04.04.2019 | 10.10.2019
|  | FP-01-PM2-WET-BTWR-SCR1 | PM2.BTW.SCR/GB/M | EMO001297 | MOTOR,AC,P,RELIANCE,224KW,470A,1180RPM | 10010995 | INST | 19.06.2012 | 28.02.2020
|  | FP-01-PM2-WET-BTWR-SCR1 | PM2.BTW.SCR/GB | MGB000146 | GR.BOX;i=5,1C280N,SANTASALO |  | INST | 19.06.2012 | 19.06.2014
|  | FP-01-PM2-WET-BTWR-DR01 | PM2.BTW.DR/GB/M | EMO000826 | MOTOR,RELIANCE,375KW,60HZ,583A | 10010996 | INST | 19.06.2012 | 10.10.2018
|  | FP-01-PM2-WET-BTWR-DR01 | PM2.BTW.DR/GB | MGB000731 | GR.BOX;i=5,1C 280NM,SANTASALO | 10031495 | INST | 09.10.2017 | 24.04.2018
|  | FP-01-PM2-WET-BKWR-DYR1 | PM2.DANDY ROLL/SHOWER/MGM | MGM000206 | GR.MOTOR;0.37kW,i=?,80L,TUNG LEE | 10008638 | INST | 05.07.2012 | 28.05.2020
|  | FP-01-PM2-WET-BKWR-DR01 | PM2.BKW.DR/GB/M | EMO003224 | MOTOR,RPM MTR1160,75KW,124 A,4P,460V | 10023987 | INST | 15.12.2012 | 15.04.2017
|  | FP-01-PM2-WET-BKWR-DR01 | PM2.BKW.DR/GB | MGB000144 | GR.BOX;i=4.3913,1C160N,SANTASALO |  | INST | 19.06.2012 | 04.06.2014
|  | FP-01-PM2-VAS-VP13 | PM2.VAC.VP7A/M | EMO002076 | AC MOTOR;380V,50Hz,200kW,8P,355M,B3 | 10020908 | INST | 19.06.2012 | 28.02.2020
|  | FP-01-PM2-VAS-VP12 | PM2.VAC.VP10/M | EMO000823 | MOTOR;410KW;984RPM |  | INST | 19.06.2012 | 28.02.2020
|  | FP-01-PM2-VAS-VP12 | PM2.VAC.VP10/GB | MGB000142 | GR.BOX;i=3.08,H1-280,GREAVES | 10008554 | INST | 19.06.2012 | 21.03.2019
|  | FP-01-PM2-VAS-VP11 | PM2.VAC.VP9/M | EMO000822 | MOTOR AC;250KW;56A;6P;3000V;B |  | INST | 19.06.2012 | 28.02.2020
|  | FP-01-PM2-VAS-VP10 | PM2.VAC.VP8/M | EMO000821 | MOTOR AC;250KW;56A;6P;3000V;B |  | INST | 19.06.2012 | 28.02.2020
|  | FP-01-PM2-VAS-VP09 | PM2.VAC.VP7/M | EMO000820 | MOTOR AC;250KW;62A;6P;3000V;B |  | INST | 19.06.2012 | 28.02.2020
|  | FP-01-PM2-VAS-VP08 | PM2.VAC.VP6/M | EMO000819 | MOTOR AC;184KW;48A;12P;3000V;B |  | INST | 19.06.2012 | 28.02.2020
|  | FP-01-PM2-VAS-VP07 | PM2.VAC.VP5/M | EMO000818 | MOTOR AC;184KW;48A;12P;3000V;B |  | INST | 19.06.2012 | 28.02.2020
|  | FP-01-PM2-VAS-VP06 | PM2.VAC.VP4/M | EMO000817 | MOTOR AC;250KW;62A;6P;3000V;B |  | INST | 19.06.2012 | 14.07.2012
|  | FP-01-PM2-VAS-VP05 | PM2.VAC.VP3/M | EMO000816 | MOTOR AC;184KW;48A;12P;3000V;B |  | INST | 19.06.2012 | 28.02.2020
|  | FP-01-PM2-VAS-VP04 | PM2.VAC.VP2/M | EMO000815 | MOTOR AC;250KW;61,7A;6P;3000V;B |  | INST | 19.06.2012 | 28.02.2020
|  | FP-01-PM2-VAS-VP03 | PM2.VAC.VP1/M | EMO000814 | MOTOR;400KW;1485RPM |  | INST | 19.06.2012 | 28.02.2020
|  | FP-01-PM2-VAS-VP03 | PM2.VAC.VP1/GB | MGB000617 | GR.BOX;i=3.08,H1-280,GREAVES | 10008554 | INST | 14.09.2013 | 12.01.2021
|  | FP-01-PM2-VAS-T134-P143 | PM2.SEALING W/P2/M | EMO001770 | AC MOTOR;380V,50Hz,75kW,4P,250M,B3 | 10010668 | INST | 19.06.2012 | 27.02.2020
|  | FP-01-PM2-VAS-T134-P142 | PM2.SEALING W/P1/M | EMO003754 | AC MOTOR;380V,50Hz,90kW,2P,280M,B3 | 10034663 | INST | 10.08.2016 | 24.04.2020
|  | FP-01-PM2-VAS-T094-P088 | PM2.VAC.T(DLG)9/P1/M | EMO001091 | AC MOTOR;380V,50Hz,37kW,4P,225S,B3 | 10010920 | INST | 19.06.2012 | 16.11.2020
|  | FP-01-PM2-VAS-T093-P087 | PM2.VAC.T(DLG)8/P2/M | EMO000812 | AC MOTOR;380V,50HZ,11KW,4P,32A | 10010918 | INST | 19.06.2012 | 27.02.2020
|  | FP-01-PM2-VAS-T092-P086 | PM2.VAC.T(DLG)7/P1/M | EMO000811 | AC MOTOR;380V,50Hz,15kW,4P,160L,B3 | 10010924 | INST | 19.06.2012 | 27.02.2020
|  | FP-01-PM2-VAS-T081-P084 | PM2.VAC.T(DLG)5/P1/M | EMO000706 | AC MOTOR;380V,50Hz,18.5kW,4P,180M,B3 | 10010607 | INST | 19.06.2012 | 27.02.2020
|  | FP-01-PM2-VAS-T078-P083 | PM2.VAC.T(DLG)4/P1/M | EMO003134 | AC MOTOR;380V,50Hz,55kW,4P,250M,B3 | 10010619 | INST | 12.11.2012 | 27.02.2020
|  | FP-01-PM2-VAS-T077-P082 | PM2.VAC.VS1B/P1/M | EMO000807 | MOTOR AC;3,7KW;9A;4P;380V;B |  | INST | 19.06.2012 | 27.02.2020
|  | FP-01-PM2-VAS-BL25 | PM2.VAC AIR.T/BLW2/M (VAAHTO) | EMO001005 | MOTOR;3,2KW;5,6A;2P;380V;B |  | INST | 19.06.2012 | 19.03.2013
|  | FP-01-PM2-VAS-BL25 | PM2.VAC AIR.T/BLW2 (VAAHTO) | MFB000004 | BLOWER VACUUM AIR#2 |  | INST | 17.12.2012
|  | FP-01-PM2-VAS-BL24 | PM2.VAC AIR.T/BLW1/M (VAAHTO) | EMO000860 | MOTOR;2,2KW;5,6A;2P;380V;B |  | INST | 19.06.2012 | 19.03.2013
|  | FP-01-PM2-VAS-BL24 | PM2.VAC AIR.T/BLW1 (VAAHTO) | MFB000258 | V.BLOWER;2BH1 500-7AH36,DENVER | 10024956 | INST | 24.02.2020 | 25.02.2020
|  | FP-01-PM2-VAS-BL07 | PM2.VAC.BLW4/M | EMO000805 | MOTOR;30KW |  | INST | 19.06.2012 | 26.06.2012
|  | FP-01-PM2-VAS-BL07 | PM2.VAC.BLW4 | MFB000068 | BLOWER;VACUUM;1600CFM |  | INST | 19.06.2012 | 26.06.2012
|  | FP-01-PM2-VAS-BL06 | PM2.VAC.BLW3/M | EMO002075 | MOTOR AC;15KW;30A;4P;380V;B |  | INST | 19.06.2012 | 20.02.2013
|  | FP-01-PM2-VAS-BL06 | PM2.VAC.BLW3 | MFB000010 | BLOWER;VACUUM FAN,NORTHERN |  | INST | 08.03.2013
|  | FP-01-PM2-VAS-BL05 | PM2.VAC.BLW5/M | EMO000278 | AC MOTOR;380V,50Hz,90kW,2P,280S,B | 10010686 | INST | 19.06.2012 | 27.02.2020
|  | FP-01-PM2-VAS-BL05 | PM2.VAC.BLW5 | MFB000026 | BLOWER |  | INST | 19.06.2012 | 05.01.2018
|  | FP-01-PM2-VAS-BL04 | PM2.VAC.BLW2/M | EMO000802 | MOTOR AC;7,5KW;15,8A;4P;380V;B |  | INST | 19.06.2012 | 27.02.2020
|  | FP-01-PM2-VAS-BL04 | PM2.VAC.BLW2 | MFB000065 | BLOWER;VACUUM |  | INST | 19.06.2012 | 26.06.2012
|  | FP-01-PM2-VAS-BL03 | PM2.VAC.BLW1/M | EMO000801 | AC MOTOR;380V,50HZ,7.5KW,16A,3PHASE |  | INST | 19.06.2012 | 03.07.2014
|  | FP-01-PM2-VAS-BL03 | PM2.VAC.BLW1/E | MFB000064 | BLOWER;VACUUM |  | INST | 19.06.2012 | 26.06.2012
|  | FP-01-PM2-STC-T135-P144 | PM2.STC.T1/P1/M | EMO002894 | MOTOR;55KW;105A |  | INST | 03.11.2012 | 20.02.2013
|  | FP-01-PM2-STC-T133-P293 | PM2.STC.CDS/VP/M | EMO003303 | AC MOTOR;380V,50Hz,15kW,6P,180L,B3 | 10010603 | INST | 18.03.2013 | 14.07.2018
|  | FP-01-PM2-STC-T133-P134 | PM2.STC.CDS/VP1/M | EMO000525 | AC MOTOR;380V,50Hz,15kW,6P,180L,B3 | 10010674 | INST | 19.06.2012 | 27.02.2020
|  | FP-01-PM2-STC-T109-P114 | PM2.STC.T(DN)1/P2/M | EMO000799 | MOTOR AC;22KW;42A;4P;380V;B |  | INST | 19.06.2012 | 27.02.2020
|  | FP-01-PM2-STC-T109-P113 | PM2.STC.T(DN)1/P1/M | EMO000798 | MOTOR AC;18,5KW;34,4A;4P;380V;B |  | INST | 19.06.2012 | 27.02.2020
|  | FP-01-PM2-STC-T108-P112 | PM2.STC.T(FL)4/P1/M | EMO003848 | AC MOTOR;380V,50Hz,4kW,4P,112M,B3 | 10027255 | INST | 20.12.2017 | 27.02.2020
|  | FP-01-PM2-STC-T107-P111 | PM2.STC.T(FL)/P2/M | EMO000796 | MOTOR AC;18,5KW;33,7A;2P;380V;B |  | INST | 19.06.2012 | 14.07.2012
|  | FP-01-PM2-STC-T107-P110 | PM2.STC.T(FL)/P1/M | EMO000795 | AC MOTOR;380V,50HZ,15KW,4P,30A,B | 10010924 | INST | 19.06.2012 | 16.12.2014
|  | FP-01-PM2-STA-T242-P250 | CH2.STA.T11/P3/M | EMO000397 | AC MOTOR;380V,50Hz,15kW,4P,160L,B3 | 10027256 | INST | 19.06.2012 | 27.05.2020
|  | FP-01-PM2-STA-T242-P249 | CH2.STA.T11/P2/M | EMO001617 | AC MOTOR;380V,50HZ,7.5KW,4P,B | 10010692 | INST | 19.06.2012 | 27.02.2020
|  | FP-01-PM2-STA-T242-P248 | CH2.STA.T11/P1/M | EMO003864 | AC MOTOR;380V,50Hz,15kW,4P,160L,B3 | 10027158 | INST | 23.02.2018 | 29.03.2018
|  | FP-01-PM2-STA-T242-A094 | CH2.STA.T11/AGT/M | EMO000350 | AC MOTOR;380V,3.7KW,7.5A |  | INST | 19.06.2012 | 09.06.2014
|  | FP-01-PM2-RJS-T132-P135 | PM2.REJECT FINAL/P1/M | EMO000398 | AC MOTOR;380V,50Hz,7.5kW,4P,132M,B3 | 10010923 | INST | 19.06.2012 | 03.03.2020
|  | FP-01-PM2-REL-PPRL-PRAR | PM2.PPR.PRIMARY ARM/GM | MGM000605 | GR.MOTOR,5.5kW,i=165,CHHM8-6195DB-B-165 | 10008602 | INST | 24.05.2013 | 10.09.2020
|  | FP-01-PM2-REL-PPRL-CYL1 | PM2.PPR.CYL/GB/M | EMO000668 | DC MOTOR;460V,40HZ,110KW,180A,3PHASE | 10010992 | INST | 19.06.2012 | 29.09.2020
|  | FP-01-PM2-REL-PPRL-CYL1 | PM2.PPR.CYL/GB | MGB000141 | GR.BOX;i=6.30,1C225N,SANTASALO |  | INST | 19.06.2012 | 04.06.2014
|  | FP-01-PM2-PMA-CRN5-XTR1 | PM2.CRANE GUTTER X-TRAVEL 1/GM | MGM000204 | GEARMOTOR |  | INST | 19.06.2012 | 26.06.2012
|  | FP-01-PM2-PMA-CRN5-LTR1 | PM2.CRANE GUTTER L-TRAVEL 1/GM | MGM000205 | GEARMOTOR |  | INST | 19.06.2012 | 26.06.2012
|  | FP-01-PM2-PMA-CRN5-HST1 | PM2.CRANE GUTTER 5T/HST1/GB/M | EMO002474 | MOTOR |  | INST | 19.06.2012 | 26.06.2012
|  | FP-01-PM2-PMA-CRN5-HST1 | PM2.CRANE GUTTER 5T/HST1/GB | MGB000419 | GEARBOX |  | INST | 19.06.2012 | 26.06.2012
|  | FP-01-PM2-PMA-CRN4-XTR2 | PM2.CRN CARNOVALI X-TRAVEL2/GB | MGB000416 | GEARBOX |  | INST | 19.06.2012 | 26.06.2012
|  | FP-01-PM2-PMA-CRN4-XTR2 | PM2.CRN CARNOV X TRAVEL 2/G/MB | EMO002471 | MOTOR |  | INST | 19.06.2012 | 26.06.2012
|  | FP-01-PM2-PMA-CRN4-XTR1 | PM2.CRN CARNOVALI X-TRAVEL1/GB | MGB000415 | GEARBOX |  | INST | 19.06.2012 | 26.06.2012
|  | FP-01-PM2-PMA-CRN4-XTR1 | PM2.CRN CARNOV X TRAVEL 1/G/MB | EMO002470 | MOTOR |  | INST | 19.06.2012 | 26.06.2012
|  | FP-01-PM2-PMA-CRN4-LTR2 | PM2.CRN CARNOV LONG TRVL2/GB/M | EMO002473 | MOTOR |  | INST | 19.06.2012 | 26.06.2012
|  | FP-01-PM2-PMA-CRN4-LTR1 | PM2.CRN CARNOVALI L-TRAVEL1/GB | MGB000417 | GEARBOX |  | INST | 19.06.2012 | 26.06.2012
|  | FP-01-PM2-PMA-CRN4-LTR1 | PM2.CRN CARNOV LONG TRVL1/GB/M | EMO002472 | MOTOR |  | INST | 19.06.2012 | 26.06.2012
|  | FP-01-PM2-PMA-CRN4-HST2 | PM2.CRN CARNOVALI 10T/HST2/GB | MGB000414 | GEARBOX |  | INST | 19.06.2012 | 26.06.2012
|  | FP-01-PM2-PMA-CRN4-HST2 | PM2.CRN CARNOV 10T/HST2/GB/M | EMO002469 | MOTOR |  | INST | 19.06.2012 | 26.06.2012
|  | FP-01-PM2-PMA-CRN4-HST1 | PM2.CRN CARNOVALI 10T/HST1/GB | MGB000413 | GEARBOX |  | INST | 19.06.2012 | 26.06.2012
|  | FP-01-PM2-PMA-CRN4-HST1 | PM2.CRN CARNOV 10T/HST1/GB/M | EMO002468 | MOTOR,NS86784,METEURS,1.5KW,4.5A,4P | 10010977 | INST | 19.06.2012 | 24.10.2013
|  | FP-01-PM2-PMA-CRN3-XTR3 | PM2.CRN3.XTR3/GM(WEST) | MGM000201 | GEARMOTOR |  | INST | 19.06.2012 | 01.12.2020
|  | FP-01-PM2-PMA-CRN3-XTR3 | PM2.CRN3.XTR3/GM(EAST) | MGM001060 | GR.MOTOR;045/0.11kW,i=5,MF07LB/04,KONE |  | INST | 01.12.2020
|  | FP-01-PM2-PMA-CRN3-XTR2 | PM2.CRN3.XTR2/GM(WEST) | MGM000200 | GEARMOTOR |  | INST | 19.06.2012 | 01.12.2020
|  | FP-01-PM2-PMA-CRN3-XTR2 | PM2.CRN3.XTR2/GM(EAST) | MGM001059 | GR.MOTOR;045/0.11kW,i=5,MF07LB/04,KONE |  | INST | 01.12.2020 | 01.12.2020
|  | FP-01-PM2-PMA-CRN3-XTR1 | PM2.CRN3.XTR1/GM(WEST) | MGM000199 | GEARMOTOR |  | INST | 19.06.2012 | 01.12.2020
|  | FP-01-PM2-PMA-CRN3-XTR1 | PM2.CRN3.XTR1/GM(EAST) | MGM001058 | GR.MOTOR;045/0.11kW,i=5,MF07LB/04,KONE |  | INST | 01.12.2020
|  | FP-01-PM2-PMA-CRN3-LTR2 | PM2.CRANE KONE L-TRAVEL 2/GM | MGM000203 | GEARMOTOR |  | INST | 19.06.2012 | 26.06.2012
|  | FP-01-PM2-PMA-CRN3-LTR1 | PM2.CRANE KONE L-TRAVEL 1/GM | MGM000202 | GEARMOTOR |  | INST | 19.06.2012 | 26.06.2012
|  | FP-01-PM2-PMA-CRN3-HST3 | PM2.CRANE KONE 10T/HST3/GB/M | EMO002467 | MOTOR,MF13ZA106,KONE,15KW,33A,2P,380V | 10010936 | INST | 19.06.2012 | 02.02.2015
|  | FP-01-PM2-PMA-CRN3-HST3 | PM2.CRANE KONE 10T/HST3/GB | MGB000412 | GEARBOX |  | INST | 19.06.2012 | 26.06.2012
|  | FP-01-PM2-PMA-CRN3-HST2 | PM2.CRANE KONE 16T/HST2/GB/M | EMO002466 | MOTOR,MF13ZA106,KONE,15KW,33A,2P,380V | 10010936 | INST | 19.06.2012 | 02.02.2015
|  | FP-01-PM2-PMA-CRN3-HST2 | PM2.CRANE KONE 16T/HST2/GB | MGB000411 | GEARBOX |  | INST | 19.06.2012 | 26.06.2012
|  | FP-01-PM2-PMA-CRN3-HST1 | PM2.CRANE KONE 10T/HST1/GB/M | EMO002465 | MOTOR,MF13ZA106,KONE,15KW,33A,2P,380V | 10010936 | INST | 19.06.2012 | 02.02.2015
|  | FP-01-PM2-PMA-CRN3-HST1 | PM2.CRANE KONE 10T/HST1/GB | MGB000410 | GEARBOX |  | INST | 19.06.2012 | 26.06.2012
|  | FP-01-PM2-PMA-CRN2-XTR3 | PM2.CRANE DEMAG X- TRAVEL 3/GM | MGM000196 | GEARMOTOR |  | INST | 19.06.2012 | 26.06.2012
|  | FP-01-PM2-PMA-CRN2-XTR2 | PM2.CRANE DEMAG X-TRAVEL 2/GM | MGM000195 | GEARMOTOR |  | INST | 19.06.2012 | 26.06.2012
|  | FP-01-PM2-PMA-CRN2-XTR1 | PM2.CRANE DEMAG X-TRAVEL 1/GM | MGM000194 | GEARMOTOR |  | INST | 19.06.2012 | 26.06.2012
|  | FP-01-PM2-PMA-CRN2-LTR2 | PM2.CRANE DEMAG L-TRAVEL 2/GM | MGM000198 | GEARMOTOR |  | INST | 19.06.2012 | 26.06.2012
|  | FP-01-PM2-PMA-CRN2-LTR1 | PM2.PMA.CRN2.LTR1/M | EMO003962 | CRANE MOTOR;380V,50Hz,0.46/1.9kW,4.30A | 10010506 | INST | 16.10.2020 | 16.10.2020
|  | FP-01-PM2-PMA-CRN2-LTR1 | PM2.CRANE DEMAG L-TRAVEL 1/GM | MGM000197 | GEARMOTOR |  | INST | 19.06.2012 | 26.06.2012
|  | FP-01-PM2-PMA-CRN2-HST3 | PM2.CRN2/HST3(16T)/M(SLOW) | EMO005174 | CRANE MOTOR;380V,50Hz,1.5kW,4P,4.8A |  | INST | 01.12.2020
|  | FP-01-PM2-PMA-CRN2-HST3 | PM2.CRN2/HST3(16T)/M(FAST) | EMO002464 | MOTOR |  | INST | 19.06.2012 | 01.12.2020
|  | FP-01-PM2-PMA-CRN2-HST3 | PM2.CRN2/HST3(16T)/GB | MGB000409 | GEARBOX |  | INST | 19.06.2012 | 01.12.2020
|  | FP-01-PM2-PMA-CRN2-HST2 | PM2.CRN2/HST2(32T)/M(SLOW) | EMO005173 | CRANE MOTOR;380V,50Hz,2.3kW,4P,6.5A |  | INST | 01.12.2020
|  | FP-01-PM2-PMA-CRN2-HST2 | PM2.CRN2/HST2(32T)/M(FAST) | EMO002463 | MOTOR |  | INST | 19.06.2012 | 01.12.2020
|  | FP-01-PM2-PMA-CRN2-HST2 | PM2.CRN2/HST2(32T)/GB | MGB000017 | GEARBOX |  | INST | 19.06.2012 | 01.12.2020
|  | FP-01-PM2-PMA-CRN2-HST1 | PM2.CRN2/HST1(16T)/M(SLOW) | EMO005172 | CRANE MOTOR;380V,50Hz,1.5kW,4P,4.8A |  | INST | 01.12.2020 | 01.12.2020
|  | FP-01-PM2-PMA-CRN2-HST1 | PM2.CRN2/HST1(16T)/M(FAST) | EMO002462 | MOTOR |  | INST | 19.06.2012 | 01.12.2020
|  | FP-01-PM2-PMA-CRN2-HST1 | PM2.CRN2/HST1(16T)/GB | MGB000016 | GEARBOX |  | INST | 19.06.2012 | 01.12.2020
|  | FP-01-PM2-PMA-CRN1-XTR2 | PM2.CRANE DEMAG X-TRAVEL 2/GM | MGM000191 | GEARMOTOR |  | INST | 19.06.2012 | 26.06.2012
|  | FP-01-PM2-PMA-CRN1-XTR1 | PM2.CRANE DEMAG X-TRAVEL 1/GM | MGM000190 | GEARMOTOR |  | INST | 19.06.2012 | 26.06.2012
|  | FP-01-PM2-PMA-CRN1-LTR2 | PM2.CRANE DEMAG L-TRAVEL 2/GM | MGB000525 | DRIVE UNIT,AF10N65+ KBS 100A 8/2,METAL | 10008467 | INST | 17.12.2012 | 26.05.2014
|  | FP-01-PM2-PMA-CRN1-LTR1 | PM2.CRANE DEMAG L-TRAVEL 1/GM | MGM000192 | GR.MOTOR;1.2KW,KBF100 |  | INST | 19.06.2012 | 28.01.2015
|  | FP-01-PM2-PMA-CRN1-HST2 | PM2.CRANE DEMAG 15T/HST2/GB/M | EMO002461 | MOTOR |  | INST | 19.06.2012 | 26.06.2012
|  | FP-01-PM2-PMA-CRN1-HST2 | PM2.CRANE DEMAG 15T/HST2/GB | MGB000015 | GEARBOX |  | INST | 19.06.2012 | 26.06.2012
|  | FP-01-PM2-PMA-CRN1-HST1 | PM2.CRANE DEMAG 15T/HST1/GB/M | EMO002460 | MOTOR |  | INST | 19.06.2012 | 26.06.2012
|  | FP-01-PM2-PMA-CRN1-HST1 | PM2.CRANE DEMAG 15T/HST1/GB | MGB000027 | GEAR PLANETARY CRANE 2X16T,298918 | 10008666 | INST | 19.06.2012 | 12.06.2018
|  | FP-01-PM2-MCS-BL19 | PM2.MCS.BLW2/M | EMO000095 | AC MOTOR;380V,50Hz,22kW,4P,180L,B3 | 10020913 | INST | 19.06.2012 | 16.03.2021
|  | FP-01-PM2-MCS-BL19 | PM2.MCS.BLW2 | MFB000063 | BLOWER |  | INST | 19.06.2012 | 26.06.2012
|  | FP-01-PM2-MCS-BL18 | PM2.MCS.BLW1/M | EMO000792 | AC MOTOR;380V,50HZ,15KW,6P,31.9A |  | INST | 19.06.2012 | 03.07.2014
|  | FP-01-PM2-MCS-BL18 | PM2.MCS.BLW1 | MFB000062 | BLOWER |  | INST | 19.06.2012 | 26.06.2012
|  | FP-01-PM2-LUB-T140-P298 | PM2.LUB.TRANSFER 2.TANK/M2 | EMO003392 | AC MOTOR;380V,50HZ,2.2KW,4.98A,3PHASE |  | INST | 13.06.2013 | 27.02.2020
|  | FP-01-PM2-LUB-T140-P297 | PM2.LUB.TRANSFER 2.TANK/M1 | EMO003393 | AC MOTOR;380V,50HZ,2.2KW,4.98A,3PHASE |  | INST | 13.06.2013 | 28.10.2015
|  | FP-01-PM2-LUB-T139-P296 | PM2.LUB.TRANSFER 1.TANK/M2 | EMO003395 | AC MOTOR;380V,50HZ,3.7KW,6.5A |  | INST | 13.06.2013 | 02.03.2020
|  | FP-01-PM2-LUB-T139-P295 | PM2.LUB.TRANSFER 1.TANK/M1 | EMO003394 | AC MOTOR;380V,50HZ,4KW,7.2A |  | INST | 13.06.2013 | 02.03.2020
|  | FP-01-PM2-LUB-T129-P131 | M1-2646 | EMO000059 | MOTOR AC;5,5KW;11,5A;4P;380V;V |  | INST | 19.06.2012 | 27.02.2020
|  | FP-01-PM2-LUB-T129-P130 | M1-2645 | EMO000052 | MOTOR;37KW;1500RPM |  | INST | 19.06.2012 | 26.06.2012
|  | FP-01-PM2-LUB-T129-P129 | M1-2644 | EMO000049 | MOTOR AC;22KW;40,9A;4P;380V;V |  | INST | 19.06.2012 | 26.02.2020
|  | FP-01-PM2-LUB-T129-P128 | M1-2643 | EMO000044 | MOTOR AC;22KW;40,9A;4P;380V;V |  | INST | 19.06.2012 | 26.02.2020
|  | FP-01-PM2-LUB-T129-P127 | M1-2642 | EMO000040 | MOTOR AC;75KW;140A;4P;380V;B |  | INST | 19.06.2012 | 26.02.2020
|  | FP-01-PM2-LUB-T129-P126 | M1-2641 | EMO000038 | MOTOR AC;75KW;140A;4P;380V;B |  | INST | 19.06.2012 | 26.02.2020
|  | FP-01-PM2-LUB-T121-P125 | PM2.MC.HP2-4B/M | EMO000791 | MOTOR |  | INST | 19.06.2012 | 23.10.2015
|  | FP-01-PM2-LUB-T121-P124 | PM2.MC.HP2-4A/M | EMO000790 | MOTOR |  | INST | 19.06.2012 | 23.10.2015
|  | FP-01-PM2-LUB-T120-P123 | PM2.LUB.GP4B/M | EMO000789 | AC MOTOR;380V,50HZ,7.5KW,15A |  | INST | 19.06.2012 | 09.06.2014
|  | FP-01-PM2-LUB-T120-P122 | PM2.LUB.GP4A/M | EMO000788 | AC MOTOR;380V,50HZ,7.5KW,15A |  | INST | 19.06.2012 | 09.06.2014
|  | FP-01-PM2-LUB-T120 | PM2.LUB.T4/EXHAUST_FAN | MFB000257 | EXHAUST FAN;16" |  | INST | 06.03.2019
|  | FP-01-PM2-LUB-T119-P121 | PM2.LUB.GP3B/M | EMO003400 | AC MOTOR;380V,50HZ,18.5KW,4P,34.4A,B |  | INST | 20.06.2013 | 10.06.2014
|  | FP-01-PM2-LUB-T119-P120 | PM2.LUB.GP3A/M | EMO003964 | AC MOTOR;380V,50Hz,30kW,4P,200L,B3 | 10023093 | INST | 17.11.2020 | 18.11.2020
|  | FP-01-PM2-LUB-T119 | PM2.LUB.T3/EXHAUST_FAN | MFB000256 | EXHAUST FAN;16" |  | INST | 06.03.2019
|  | FP-01-PM2-LUB-T118-P119 | PM2.LUB.GP2B/M | EMO001278 | AC MOTOR;380V,50Hz,2.2kW,4P,100L,B3 | 10010528 | INST | 19.06.2012 | 08.07.2020
|  | FP-01-PM2-LUB-T118-P118 | PM2.LUB.GP2A/M | EMO003089 | AC MOTOR;380V,50Hz,2.2KW,4P,100L,B3 | 10010986 | INST | 12.11.2012 | 09.04.2021
|  | FP-01-PM2-HYD-T122-P256 | PM2.MC.HP2-03/M | EMO003340 | MOTOR ;60HZ;14.1A;4P;380V | 10023413 | INST | 03.05.2013 | 23.10.2015
|  | FP-01-PM2-HYD-T122-P255 | PM2.MC.HP2-03/M | EMO002524 | MOTOR |  | INST | 16.07.2012 | 26.02.2020
|  | FP-01-PM2-HYD-T122 | PM2-HYD-T122/COOLER | MFB000227 | FAN COOLER,LOC3-011-4D-A-00-000-0-0-0-0 | 10000023 | INST | 05.11.2014 | 28.10.2015
|  | FP-01-PM2-HYD-T117-P117 | PM2.HYD.GP1B/M | EMO000783 | MOTOR;7.5KW |  | INST | 19.06.2012 | 23.10.2015
|  | FP-01-PM2-HYD-T117-P116 | PM2.HYD.GP1A/M | EMO000782 | MOTOR;7.5KW |  | INST | 19.06.2012 | 23.10.2015
|  | FP-01-PM2-HOO-BL23 | PM2.G1.PUB.1-3/M | EMO002893 | AC MOTOR;380V,50HZ,90KW,4P,168A,3PHASE |  | INST | 31.10.2012 | 26.02.2020
|  | FP-01-PM2-HOO-BL23 | PM2.G1.PUB.1-3 | MFB000204 | CENTRIFUGAL BLOWER;PRZ9/560/1250-GL360° |  | INST | 31.10.2012
|  | FP-01-PM2-HOO-BL22 | PM2.HOO.FDF2 | MFB000203 | FORCED DRAFT FAN;012/900-2;RADIALGEBLASE |  | INST | 31.10.2012
|  | FP-01-PM2-HOO-BL21 | PM2.HOO.FDF1 | MFB000202 | FORCED DRAFT FAN;012/900-2;RADIALGEBLASE |  | INST | 31.10.2012
|  | FP-01-PM2-HOO-BL17 | PM2.HOO.BLW1/M | EMO000781 | MOTOR |  | INST | 19.06.2012 | 02.03.2020
|  | FP-01-PM2-HOO-BL16 | PM2.HOO.ECO2/IDF/M | EMO000780 | MOTOR AC;55KW;103A;4P;380V;B |  | INST | 19.06.2012 | 26.02.2020
|  | FP-01-PM2-HOO-BL16 | PM2.HOO.ECO2/IDF | MFB000060 | INDUCED DRAFT FAN |  | INST | 19.06.2012 | 26.06.2012
|  | FP-01-PM2-HOO-BL15 | PM2.HOO.ECO2/FDF/M | EMO000779 | MOTOR AC;110KW;200A;4P;380V;B |  | INST | 19.06.2012 | 26.02.2020
|  | FP-01-PM2-HOO-BL15 | PM2.HOO.ECO2/FDF | MFB000059 | FORCED DRAFT FAN |  | INST | 19.06.2012 | 26.06.2012
|  | FP-01-PM2-HOO-BL14 | PM2.HOO.BUR2/FDF/M | EMO002943 | AC MOTOR;380V,50Hz,3.7kW,2P,112M,B3 | 10010807 | INST | 10.11.2012 | 04.05.2020
|  | FP-01-PM2-HOO-BL14 | PM2.HOO.BUR2/FDF | MFB000058 | FORCED DRAFT FAN |  | INST | 19.06.2012 | 26.06.2012
|  | FP-01-PM2-HOO-BL13 | PM2.HOO.IDF2/M | EMO000579 | AC MOTOR;380V,50Hz,37kW,4P,225S,B3 | 10010920 | INST | 19.06.2012 | 06.04.2020
|  | FP-01-PM2-HOO-BL13 | PM2.HOO.IDF2 | MFB000057 | INDUCED DRAFT FAN 2 |  | INST | 19.06.2012 | 26.06.2012
|  | FP-01-PM2-HOO-BL12 | PM2.HOO.ECO1/IDF/M | EMO000776 | MOTOR AC;55KW;103A;4P;380V;B |  | INST | 19.06.2012 | 26.02.2020
|  | FP-01-PM2-HOO-BL12 | PM2.HOO.ECO1/IDF | MFB000056 | INDUCED DRAFT FAN |  | INST | 19.06.2012 | 26.06.2012
|  | FP-01-PM2-HOO-BL11 | PM2.HOO.ECO1/FDF | MFB000055 | FORCED DRAFT FAN |  | INST | 19.06.2012 | 26.06.2012
|  | FP-01-PM2-HOO-BL11 | PM2.HOO.ECO1.FDF/M | EMO003235 | AC MOTOR;380V,50Hz,110kW,4P,315S,B3 | 10010952 | INST | 15.12.2012 | 06.01.2020
|  | FP-01-PM2-HOO-BL10 | PM2.HOO.BUR1/FDF/M | EMO002623 | AC MOTOR;380V,50Hz,3.7kW,2P,112M,B3 | 10010807 | INST | 24.07.2012 | 05.04.2021
|  | FP-01-PM2-HOO-BL10 | PM2.HOO.BUR1/FDF | MFB000054 | FORCED DRAFT FAN |  | INST | 19.06.2012 | 26.06.2012
|  | FP-01-PM2-HOO-BL09 | PM2.HOO.IDF1/M | EMO000773 | AC MOTOR;380V,50HZ,37KW,4P,72A |  | INST | 19.06.2012 | 26.02.2020
|  | FP-01-PM2-HOO-BL09 | PM2.HOO.IDF1 | MFB000053 | INDUCED DRAFT FAN 1 |  | INST | 19.06.2012 | 26.06.2012
|  | FP-01-PM2-DRY-SZPR-SPRT | PM2.SP.TR/GB/M | EMO000772 | AC MOTOR;460V,40HZ,75KW,124A,3PHASE |  | INST | 19.06.2012 | 20.06.2014
|  | FP-01-PM2-DRY-SZPR-SPRT | PM2.SP.TR/GB | MGB000140 | GR.BOX;i=8.889,2C200N,SANTASALO |  | INST | 19.06.2012 | 04.06.2014
|  | FP-01-PM2-DRY-SZPR-SPRB | PM2.SP.BTR/GB/M | EMO000771 | AC MOTOR;460V,40HZ,75KW,124A,3PHASE |  | INST | 19.06.2012 | 20.06.2014
|  | FP-01-PM2-DRY-SZPR-SPRB | PM2.SP.BTR/GB | MGB000139 | GR.BOX;i=8.889,2C200N,SANTASALO |  | INST | 19.06.2012 | 04.06.2014
|  | FP-01-PM2-DRY-SZPR | PM2.DRY.SZPR/M | EMO003431 | MOTOR,225M/4,ASGEN,45KW,83A,4P | 10010563 | INST | 04.10.2013 | 02.03.2020
|  | FP-01-PM2-DRY-GRP9-CR13 | PM2.G9.CR13/M | EMO003746 | MOTOR STRETCHER ROLL #13 |  | INST | 29.07.2016
|  | FP-01-PM2-DRY-GRP9-CR13 | PM2.DRY.GRP9.CR13/GM | MGM000675 | GEAR MOTOR;CANVAS STRETCHER ROLL #13 |  | INST | 15.12.2014
|  | FP-01-PM2-DRY-GRP9-CR07 | PM2.G9.CR07/M | EMO003745 | MOTOR STRETCHER ROLL #07 |  | INST | 29.07.2016
|  | FP-01-PM2-DRY-GRP9-CR07 | PM2.DRY.GRP9.CR07/GM | MGM000674 | GEAR MOTOR;CANVAS STRETCHER ROLL #7 |  | INST | 15.12.2014
|  | FP-01-PM2-DRY-GRP9 | PM2.G9.TOP.ST/M | EMO002043 | MOTOR |  | INST | 19.06.2012 | 27.02.2020
|  | FP-01-PM2-DRY-GRP9 | PM2.G9.GB/M | EMO000770 | AC MOTOR;460V,40HZ,75KW,124A,3PHASE |  | INST | 19.06.2012 | 19.06.2014
|  | FP-01-PM2-DRY-GRP9 | PM2.G9.GB | MGB000138 | GR.BOX;i=6.30,1C225N,SANTASALO |  | INST | 19.06.2012 | 04.06.2014
|  | FP-01-PM2-DRY-GRP9 | PM2.G9.BOT.ST/M | EMO002044 | MOTOR |  | INST | 19.06.2012 | 17.01.2013
|  | FP-01-PM2-DRY-GRP9 | PM2.DRY.GRP9.GR | MGB000915 | GEAR REDUCER PM2 GROUP 9 DRIVE |  | INST | 26.09.2013
|  | FP-01-PM2-DRY-GRP8-CR17 | PM2.G8.CR17/M | EMO003744 | MOTOR STRETCHER ROLL #17 |  | INST | 29.07.2016
|  | FP-01-PM2-DRY-GRP8-CR17 | PM2.DRY.GRP8.CR17/GM | MGM000673 | GEAR MOTOR;CANVAS STRETCHER ROLL #17 |  | INST | 15.12.2014
|  | FP-01-PM2-DRY-GRP8-CR08 | PM2.G8.CR08/M | EMO003743 | MOTOR STRETCHER ROLL #08 |  | INST | 29.07.2016
|  | FP-01-PM2-DRY-GRP8-CR08 | PM2.DRY.GRP8.CR08/GM | MGM000672 | GEAR MOTOR;CANVAS STRETCHER ROLL #8 |  | INST | 15.12.2014
|  | FP-01-PM2-DRY-GRP8 | PM2.G8.TOP.ST/M | EMO002033 | MOTOR |  | INST | 19.06.2012 | 27.02.2020
|  | FP-01-PM2-DRY-GRP8 | PM2.G8.GB/M | EMO000769 | AC MOTOR;460V,40HZ,110KW,180A,3PHASE |  | INST | 19.06.2012 | 19.06.2014
|  | FP-01-PM2-DRY-GRP8 | PM2.G8.GB | MGB000137 | GR.BOX;i=6.30,1C225N,SANTASALO |  | INST | 19.06.2012 | 04.06.2014
|  | FP-01-PM2-DRY-GRP8 | PM2.G8.BOT.ST/M | EMO002042 | MOTOR |  | INST | 19.06.2012 | 17.01.2013
|  | FP-01-PM2-DRY-GRP8 | PM2.DRY.GRP8.GR | MGB000914 | GEAR REDUCER PM2 GROUP 8 DRIVE |  | INST | 26.09.2013
|  | FP-01-PM2-DRY-GRP7-DC52 | PM2.G7.DYC52/DR/GM/M | EMO003861 | AC MOTOR;380V,50Hz,0.37kW,4P,80S,B5 | 10010584 | INST | 22.02.2018 | 02.03.2018
|  | FP-01-PM2-DRY-GRP7-DC52 | PM2.G7.DYC52/DR/GM | MGM000724 | GR.MOTOR;0.40KW,i=200,GLS-32 | 10008608 | INST | 25.03.2015 | 25.03.2015
|  | FP-01-PM2-DRY-GRP7-DC49 | PM2.G7.DYC49/DR/GM | MGM000889 | GR.MOTOR;0.4kW,i=200,PL32-0400-200S3,TUN | 10008628 | INST | 21.03.2017 | 13.10.2017
|  | FP-01-PM2-DRY-GRP7-DC48 | PM2.G7.DYC48/DR/GM | MGM000720 | GR.MOTOR;0.40KW,i=200,GLS-32,TUNG LEE | 10008608 | INST | 20.03.2015
|  | FP-01-PM2-DRY-GRP7-DC47 | PM2.G7.DYC47/DR/GM | MGM000719 | GR.MOTOR;0.40KW,i=200,GLS-32,TUNG LEE | 10008608 | INST | 20.03.2015
|  | FP-01-PM2-DRY-GRP7-CR22 | PM2.G7.CR22/M | EMO003549 | MOTOR; |  | INST | 07.12.2014
|  | FP-01-PM2-DRY-GRP7-CR22 | PM2.DRY.GRP7.CR22/GM | MGM000670 | GEAR MOTOR;CANVAS STRETCHER ROLL #22 |  | INST | 15.12.2014
|  | FP-01-PM2-DRY-GRP7-CR11 | PM2.G7.CR11/M | EMO003548 | MOTOR; |  | INST | 07.12.2014
|  | FP-01-PM2-DRY-GRP7-CR11 | PM2.DRY.GRP7.CR11/GM | MGM000669 | GEAR MOTOR;CANVAS STRETCHER ROLL #11 |  | INST | 15.12.2014
|  | FP-01-PM2-DRY-GRP7 | PM2.G7.TOP.ST/M | EMO002000 | MOTOR |  | INST | 19.06.2012 | 27.02.2020
|  | FP-01-PM2-DRY-GRP7 | PM2.G7.GB/M | EMO000768 | AC MOTOR;460V,40HZ,150KW,240A,3PHASE |  | INST | 19.06.2012 | 19.06.2014
|  | FP-01-PM2-DRY-GRP7 | PM2.G7.GB | MGB000136 | GR.BOX;i=6.3158,1C250N,SANTASALO |  | INST | 19.06.2012 | 04.06.2014
|  | FP-01-PM2-DRY-GRP7 | PM2.DRY.GRP7.GR | MGB000913 | GEAR REDUCER PM2 GROUP 7 DRIVE |  | INST | 26.09.2013
|  | FP-01-PM2-DRY-GRP6-ER01 | PM2.G6.ER/M | EMO003403 | MOTOR |  | INST | 25.06.2013 | 25.06.2013
|  | FP-01-PM2-DRY-GRP6-DC46 | PM2.G6.DYC46/DR/GM | MGM000890 | GR.MOTOR;0.4kW,i=200,PL32-0400-200S3,TUN | 10008628 | INST | 21.03.2017 | 09.07.2018
|  | FP-01-PM2-DRY-GRP6 | PM2.G6.ST(B)/GB | MGB000609 | GEAR BOX,1C160PM,SEW,I:5.5789:1,45KW | 10024544 | INST | 29.08.2013 | 31.08.2013
|  | FP-01-PM2-DRY-GRP6 | PM2.G6.GB/M | EMO000767 | AC MOTOR;460V,60HZ,51KW,81A,3PHASE |  | INST | 19.06.2012 | 19.06.2014
|  | FP-01-PM2-DRY-GRP6 | PM2.G6.GB | MGB000135 | GR.BOX;i=8.889,2C200N,SANTASALO |  | INST | 19.06.2012 | 04.06.2014
|  | FP-01-PM2-DRY-GRP6 | PM2.DRY.GRP6.GR | MGB000912 | GEAR REDUCER PM2 GROUP 6 DRIVE |  | INST | 26.09.2013
|  | FP-01-PM2-DRY-GRP5-DC43 | PM2.G5.DYC43/DR/GM | MGM000717 | GR.MOTOR;0.40KW,i=200,GLS-32,TUNG LEE | 10008608 | INST | 20.03.2015
|  | FP-01-PM2-DRY-GRP5-DC40 | PM2.G5.DYC40/DR/GM | MGM000723 | GR.MOTOR;0.40KW,i=200,GLS-32 | 10008608 | INST | 25.03.2015 | 25.03.2015
|  | FP-01-PM2-DRY-GRP5-CR13 | PM2.G5.CR13/M | EMO003742 | MOTOR STRETCHER ROLL #13 |  | INST | 29.07.2016
|  | FP-01-PM2-DRY-GRP5-CR06 | PM2.G5.CR06/M | EMO003741 | MOTOR STRETCHER ROLL #06 |  | INST | 29.07.2016
|  | FP-01-PM2-DRY-GRP5 | PM2.G5.GB/M | EMO000766 | AC MOTOR;460V,40HZ,75KW,124A,3PHASE |  | INST | 19.06.2012 | 19.06.2014
|  | FP-01-PM2-DRY-GRP5 | PM2.G5.GB | MGB000134 | GR.BOX;i=6.30,1C225N,SANTASALO |  | INST | 19.06.2012 | 04.06.2014
|  | FP-01-PM2-DRY-GRP5 | PM2.DRY.GRP5.GR | MGB000911 | GEAR REDUCER PM2 GROUP 5 DRIVE |  | INST | 26.09.2013
|  | FP-01-PM2-DRY-GRP4-DC39 | PM2.G4.DYC39/DR/GM | MGM000716 | GR.MOTOR;0.40KW,i=200,GLS-32,TUNG LEE | 10008608 | INST | 20.03.2015
|  | FP-01-PM2-DRY-GRP4-DC36 | PM2.G4.DYC36/DR/GM | MGM000715 | GR.MOTOR;0.40KW,i=200,GLS-32,TUNG LEE | 10008608 | INST | 20.03.2015
|  | FP-01-PM2-DRY-GRP4-DC34 | PM2.G4.DYC34/DR/GM | MGM000714 | GR.MOTOR;0.40KW,i=200,GLS-32,TUNG LEE | 10008608 | INST | 20.03.2015
|  | FP-01-PM2-DRY-GRP4-DC33 | PM2.G4.DYC33/DR/GM | MGM000713 | GR.MOTOR;0.40KW,i=200,GLS-32,TUNG LEE | 10008608 | INST | 20.03.2015
|  | FP-01-PM2-DRY-GRP4-DC32 | PM2.G4.DYC32/DR/GM | MGM000712 | GR.MOTOR;0.40KW,i=200,GLS-32,TUNG LEE | 10008608 | INST | 20.03.2015
|  | FP-01-PM2-DRY-GRP4-CR18 | PM2.G4.CR18/M | EMO003740 | MOTOR STRETCHER ROLL #18 |  | INST | 29.07.2016
|  | FP-01-PM2-DRY-GRP4-CR08 | PM2.G4.CR08/M | EMO003739 | AC MOTOR;380V,50Hz,0.4kW,4P,71M,B5 | 10011103 | INST | 29.07.2016 | 18.03.2021
|  | FP-01-PM2-DRY-GRP4 | PM2.G4.GB/M | EMO000765 | AC MOTOR;460V,40HZ,110KW,180A,3PHASE |  | INST | 19.06.2012 | 19.06.2014
|  | FP-01-PM2-DRY-GRP4 | PM2.G4.GB | MGB000133 | GR.BOX;i=6.30,1C225N,SANTASALO |  | INST | 19.06.2012 | 04.06.2014
|  | FP-01-PM2-DRY-GRP4 | PM2.DRY.GRP4.GR | MGB000910 | GEAR REDUCER PM2 GROUP 4 DRIVE |  | INST | 26.09.2013
|  | FP-01-PM2-DRY-GRP3-DC26 | PM2.G3.DYC26/DR/GM | MGM000711 | GR.MOTOR;0.40KW,i=200,GLS-32,TUNG LEE | 10008608 | INST | 20.03.2015
|  | FP-01-PM2-DRY-GRP3-DC25 | PM2.G3.DYC25/DR/GM | MGM000710 | GR.MOTOR;0.40KW,i=200,GLS-32,TUNG LEE | 10008608 | INST | 20.03.2015
|  | FP-01-PM2-DRY-GRP3-DC24 | PM2.G3.DYC24/DR/GM | MGM000709 | GR.MOTOR;0.40KW,i=200,GLS-32,TUNG LEE | 10008608 | INST | 20.03.2015
|  | FP-01-PM2-DRY-GRP3-DC23 | PM2.G3.DYC23/DR/GM | MGM000708 | GR.MOTOR;0.40KW,i=200,GLS-32,TUNG LEE | 10008608 | INST | 20.03.2015
|  | FP-01-PM2-DRY-GRP3-DC22 | PM2.G3.DYC22/DR/GM | MGM000707 | GR.MOTOR;0.40KW,i=200,GLS-32,TUNG LEE | 10008608 | INST | 20.03.2015
|  | FP-01-PM2-DRY-GRP3-CR19 | PM2.G3.CR19/M | EMO003738 | MOTOR STRETCHER ROLL #19 |  | INST | 29.07.2016
|  | FP-01-PM2-DRY-GRP3-CR08 | PM2.G3.CR08/M | EMO003737 | MOTOR STRETCHER ROLL #08 |  | INST | 29.07.2016
|  | FP-01-PM2-DRY-GRP3-CR08 | PM2.DRY.GRP3.CR08/GM | MGM000671 | GEAR MOTOR;CANVAS STRETCHER ROLL #8 |  | INST | 15.12.2014
|  | FP-01-PM2-DRY-GRP3 | PM2.G3.GB/M | EMO000764 | AC MOTOR;460V,40HZ,110KW,180A,3PHASE |  | INST | 19.06.2012 | 19.06.2014
|  | FP-01-PM2-DRY-GRP3 | PM2.G3.GB | MGB000132 | GR.BOX;i=6.30,1C225N,SANTASALO |  | INST | 19.06.2012 | 04.06.2014
|  | FP-01-PM2-DRY-GRP3 | PM2.DRY.GRP3.GR | MGB000909 | GEAR REDUCER PM2 GROUP 3 DRIVE |  | INST | 26.09.2013
|  | FP-01-PM2-DRY-GRP2-DC17 | PM2.G2.DYC17/DR/GM | MGM000706 | GR.MOTOR;0.40KW,i=200,GLS-32,TUNG LEE | 10008608 | INST | 20.03.2015
|  | FP-01-PM2-DRY-GRP2-DC15 | PM2.G2.DYC15/DR/GM | MGM000705 | GR.MOTOR;0.40KW,i=200,GLS-32,TUNG LEE | 10008608 | INST | 20.03.2015
|  | FP-01-PM2-DRY-GRP2-DC13 | PM2.G2.DYC13/DR/GM | MGM000704 | GR.MOTOR;0.40KW,i=200,GLS-32,TUNG LEE | 10008608 | INST | 20.03.2015
|  | FP-01-PM2-DRY-GRP2-DC12 | PM2.G2.DYC12/DR/GM | MGM000703 | GR.MOTOR;0.40KW,i=200,GLS-32,TUNG LEE | 10008608 | INST | 20.03.2015
|  | FP-01-PM2-DRY-GRP2-DC11 | PM2.G2.DYC11/DR/GM | MGM000702 | GR.MOTOR;0.40KW,i=200,GLS-32,TUNG LEE | 10008608 | INST | 20.03.2015
|  | FP-01-PM2-DRY-GRP2-DC10 | PM2.G2.DYC10/DR/GM | MGM000701 | GR.MOTOR;0.40KW,i=200,GLS-32,TUNG LEE | 10008608 | INST | 20.03.2015
|  | FP-01-PM2-DRY-GRP2-CR18 | PM2.G2.CR18/M | EMO003736 | MOTOR STRETCHER ROLL #18 |  | INST | 29.07.2016
|  | FP-01-PM2-DRY-GRP2-CR18 | PM2.DRY.GRP2.CR18/GM | MGM000668 | GEAR MOTOR;CANVAS STRETCHER ROLL #18 |  | INST | 15.12.2014
|  | FP-01-PM2-DRY-GRP2-CR08 | PM2.G2.CR08/M | EMO003735 | MOTOR STRETCHER ROLL #08 |  | INST | 29.07.2016
|  | FP-01-PM2-DRY-GRP2 | PM2.G2.GB/M | EMO000763 | AC MOTOR;460V,40HZ,110KW,180A,3PHASE |  | INST | 19.06.2012 | 19.06.2014
|  | FP-01-PM2-DRY-GRP2 | PM2.G2.GB | MGB000131 | GR.BOX;i=6.30,1C225N,SANTASALO |  | INST | 19.06.2012 | 04.06.2014
|  | FP-01-PM2-DRY-GRP2 | PM2.DRY.GRP2.GR | MGB000908 | GEAR REDUCER PM2 GROUP 2 DRIVE |  | INST | 26.09.2013
|  | FP-01-PM2-DRY-GRP1-PR01 | PM2.G1.PLR.GB/M | EMO002675 | MOTOR |  | INST | 08.08.2012 | 27.02.2020
|  | FP-01-PM2-DRY-GRP1-DC09 | PM2.G1.DYC9/DR/GM | MGM000608 | GR.MOTOR;0.40KW,i=200,PL32-0400-200S3,TU | 10008628 | INST | 29.05.2013 | 27.11.2020
|  | FP-01-PM2-DRY-GRP1-DC07 | PM2.G1.DYC7/DR/GM | MGM000699 | GR.MOTOR;0.40KW,i=200,GLS-32,TUNG LEE | 10008608 | INST | 20.03.2015
|  | FP-01-PM2-DRY-GRP1-DC05 | PM2.G1.DYC5/DR/GM | MGM000660 | GR.MOTOR;0.37kW,i=200,PL32-0400-200S3,TU | 10008628 | INST | 22.05.2014 | 16.11.2020
|  | FP-01-PM2-DRY-GRP1-DC03 | PM2.G1.DYC3/DR/GM | MGM000697 | GR.MOTOR;0.40KW,i=200,GLS-32,TUNG LEE | 10008608 | INST | 20.03.2015
|  | FP-01-PM2-DRY-GRP1-DC01 | PM2.G1.DYC1A/M | EMO003483 | DC MOTOR;460V,50Hz,45kW,74A,1440RPM | 10026041 | INST | 11.04.2014 | 29.09.2020
|  | FP-01-PM2-DRY-GRP1-DC01 | PM2.G1.DYC1A/GB | MGB000072 | GR.BOX;i=9.059,TNC21-AN9,PARAMAX |  | INST | 19.06.2012 | 03.07.2014
|  | FP-01-PM2-DRY-GRP1-DC01 | PM2.G1.DYC1A/DR/GM/M | EMO003805 | AC MOTOR;380V,50Hz,0.37kW,4P,80L,B5 | 10010577 | INST | 05.06.2017 | 15.04.2020
|  | FP-01-PM2-DRY-GRP1-DC01 | PM2.G1.DYC1A/DR/GM | MGM000606 | GR.MOTOR;0.4kW,i=200,PL32-0400-200S3,TUN | 10008628 | INST | 29.05.2013 | 25.06.2020
|  | FP-01-PM2-DRY-GRP1 | PM2.G1.GB/M | EMO000762 | AC MOTOR;460V,40HZ,110KW,180A,3PHASE |  | INST | 19.06.2012 | 19.06.2014
|  | FP-01-PM2-DRY-GRP1 | PM2.G1.GB | MGB000130 | GR.BOX;i=6.30,1C22N5,SANTASALO |  | INST | 19.06.2012 | 04.06.2014
|  | FP-01-PM2-DRY-GRP1 | PM2.DRY.GRP1.GR | MGB000907 | GEAR REDUCER PM2 GROUP 1 DRIVE |  | INST | 26.09.2013
|  | FP-01-PM2-CUT-RWD1-RDR1 | PM2.RE(BH).RDR/GB/M | EMO003640 | AC MOTOR;380V,50HZ,143KW | 10010880 | INST | 22.05.2015 | 20.08.2019
|  | FP-01-PM2-CUT-RWD1-RDR1 | PM2.RE(BH).RDR/GB | MGB000125 | GR.BOX;i=2.03,H1-200,GREAVES GEAR | 10008552 | INST | 19.06.2012 | 18.02.2019
|  | FP-01-PM2-CUT-RWD1-FDR1 | PM2.RE(BH).FDR/GB/M | EMO000653 | MOTOR DC,1GH2-266,SIEMENS,209KW,565A,400 | 10010782 | INST | 19.06.2012 | 27.02.2020
|  | FP-01-PM2-CUT-RWD1-FDR1 | PM2.RE(BH).FDR/GB | MGB000124 | FRONT DRUM/GB |  | INST | 19.06.2012 | 26.06.2012
|  | FP-01-PM2-CUT-RWD1-CN02 | PM2.RE(BH).CON2/GB | MGB000371 | GEARBOX |  | INST | 19.06.2012 | 27.09.2012
|  | FP-01-PM2-CUT-RWD1-CN01 | PM2.REW.CON1/M | EMO002976 | AC MOTOR;380V,50Hz,11kW,4P,160M,B3 | 10010918 | INST | 10.11.2012 | 13.12.2019
|  | FP-01-PM2-CUT-RWD1-CN01 | PM2.RE(BH).CON1/GB | MGB000058 | GR.BOX;i=70,BU800EB,RADICON | 10034788 | INST | 19.06.2012 | 04.02.2019
|  | FP-01-PM2-CUT-RWD1-BL23 | PM2.RE(BH).UNW/BLW/M | EMO000693 | UNWINDER/BLW DC/M;2,2KW;4,7A |  | INST | 19.06.2012 | 14.03.2013
|  | FP-01-PM2-CUT-RWD1-BL23 | PM2.RE(BH).UNW/BLW | MFB000050 | UNWINDER/BLW DC |  | INST | 19.06.2012 | 26.06.2012
|  | FP-01-PM2-CUT-RWD1-BL22 | PM2.RE(BH).BLW/M | EMO000694 | AC MOTOR;380V,50Hz,37kW,2P,200L,B3 | 10010650 | INST | 19.06.2012 | 27.02.2020
|  | FP-01-PM2-CUT-RWD1-BL22 | PM2.RE(BH).BLW | MFB000190 | BLOWER,TRIM,LG0/FAN J1285/SIZE.30TH | 10000006 | INST | 31.07.2012 | 19.03.2021
|  | FP-01-PM2-CUT-RWD1 | PM2.REW.CON2/M | EMO002505 | MOTOR |  | INST | 16.07.2012 | 16.01.2013
|  | FP-01-PM2-CUT-RWD1 | PM2.REW.CC/M | EMO002511 | MOTOR |  | INST | 16.07.2012 | 16.01.2013
|  | FP-01-PM2-CUT-RWD1 | PM2.RE(BH).UNW/M | EMO002177 | MOTOR |  | INST | 19.06.2012 | 27.02.2020
|  | FP-01-PM2-CUT-RWD1 | PM2.RE(BH).UNW/BLW/M | EMO000695 | UNWINDER/M;2,2KW;4,7A |  | INST | 19.06.2012 | 27.02.2020
|  | FP-01-PM2-CUT-RWD1 | PM2.RE(BH).UNW/BLW/GM | MGM000108 | UNWINDER/GM;0,8KW;2,4A |  | INST | 19.06.2012 | 14.03.2013
|  | FP-01-PM2-CUT-RWD1 | PM2.RE(BH).UNW.SHIFTER/M | EMO002482 | MOTOR |  | INST | 07.07.2012 | 27.02.2020
|  | FP-01-PM2-CUT-RDR1-BL21 | PM2.RE(BH).RDR.BLW/M | EMO000697 | REAR DRUM/BLW DC/M |  | INST | 19.06.2012 | 26.06.2012
|  | FP-01-PM2-CUT-RDR1-BL21 | PM2.RE(BH).RDR/BLW | MFB000048 | REAR DRUM/BLW DC |  | INST | 19.06.2012 | 26.06.2012
|  | FP-01-PM2-CUT-FDR1-BL20 | PM2.RE(BH).FDR.BLW | MFB000051 | FRONT DRUM/BLW DC |  | INST | 19.06.2012 | 26.06.2012
|  | FP-01-PM2-CUT-FDR1-BL20 | PM2.RE(BH).FDR.BLW/M | EMO000696 | FRONT DRUM/BLW DC/M |  | INST | 19.06.2012 | 26.06.2012
|  | FP-01-PM2-CUT-COR1 | CORE CUTTER MACHINE1/M | EMO002525 | MOTOR CORE CUTTER MACHINE 1 |  | INST | 16.07.2012 | 07.03.2016
|  | FP-01-PM2-CAL-CAL1-QR01 | PM2.C.QR/GB/M | EMO000761 | AC MOTOR;460V,68HZ,220KW,355A,3PHASE |  | INST | 19.06.2012 | 19.06.2014
|  | FP-01-PM2-CAL-CAL1-QR01 | PM2.C.QR/GB | MGB000129 | GR.BOX;i=3.11,1C200N,SANTASALO |  | INST | 19.06.2012 | 04.06.2014
|  | FP-01-PM2-BRS-TH08 | PM2.BRS.TH08/GB | MGB000719 | GR.BOX;620128/0-CCUA280,FLENDER | 10030805 | INST | 21.11.2016
|  | FP-01-PM2-BRS-TH08 | PM2.BR.DSF/M | EMO000759 | MOTOR AC;11KW;23A;4P;380V;B |  | INST | 19.06.2012 | 14.07.2012
|  | FP-01-PM2-BRS-TH07 | PM2.BRS.TH07.GB | MGB000649 | GR.BOX;i=76.47,3TKL50,SANTASALO | 10008487 | INST | 12.06.2014 | 19.10.2018
|  | FP-01-PM2-BRS-TH07 | PM2.BR.THK7/M | EMO004021 | AC MOTOR;380V,50Hz,30kW,4P,200L,V5 | 10031916 | INST | 09.08.2018 | 09.08.2018
|  | FP-01-PM2-BRS-TH07 | PM2.BR.THK1/SW(O)/GB | MGM000402 | GEARMOTOR |  | INST | 30.08.2012
|  | FP-01-PM2-BRS-T104-P098 | PM2.BR.THK1/P1/M | EMO000757 | MOTOR AC;18,5KW;34,4A;4P;380V;B |  | INST | 19.06.2012 | 14.07.2012
|  | FP-01-PM2-BRS-T102-P101 | PM2.BR.C9/P3/M | EMO002975 | AC MOTOR;380V,50HZ,75KW,2P,B | 10010964 | INST | 10.11.2012 | 25.02.2020
|  | FP-01-PM2-BRS-T102-P100 | PM2.BR.C9/P2/M | EMO000624 | AC MOTOR;380V,50Hz,75kW,4P,280S,B35 | 10010623 | INST | 19.06.2012 | 25.02.2020
|  | FP-01-PM2-BRS-T102-P099 | PM2.BR.C9/P1/M | EMO002866 | MOTOR,AC,280 S HWADA,75KW,140A,4P,380V | 10011115 | INST | 17.09.2012 | 25.02.2020
|  | FP-01-PM2-BRS-T101-P097 | PM2.BR.C8/P1/M | EMO002005 | AC MOTOR;380V,50Hz,110kW,4P,280M,B3 | 10010653 | INST | 19.06.2012 | 19.02.2020
|  | FP-01-PM2-BRS-T101-P096 | PM2.BR.C8/P2/M | EMO002135 | AC MOTOR;380V,50Hz,45kW,4P,225M,B3 | 10010922 | INST | 19.06.2012 | 27.10.2020
|  | FP-01-PM2-BRS-T100-P095 | PM2.BR.C7/P1/M | EMO000962 | AC MOTOR;380V,50HZ,45KW,4P,B | 10020901 | INST | 19.06.2012 | 25.02.2020
|  | FP-01-PM2-BRS-T100-A034 | PM2.BR.C7/AGT/M | EMO000750 | MOTOR AC;55KW;108A;6P;380V;B |  | INST | 19.06.2012 | 25.02.2020
|  | FP-01-PM2-BRS-T099-P094 | PM2.BR.C5/P1/M | EMO000749 | MOTOR AC;75KW;141A;4P;380V;B |  | INST | 19.06.2012 | 25.02.2020
|  | FP-01-PM2-BRS-T099-A033 | PM2.BR.C5/AGT C/M | EMO004008 | AC MOTOR;380V,50Hz,30kW,6P,225M,B3 | 10027432 | INST | 17.03.2020 | 24.03.2020
|  | FP-01-PM2-BRS-T099-A032 | PM2.BR.C5/AGT B/M | EMO000747 | MOTOR AC;15KW;31,9A;6P;380V;B |  | INST | 19.06.2012 | 25.02.2020
|  | FP-01-PM2-BRS-T099-A031 | PM2.BR.C5/AGT A/M | EMO002844 | AC MOTOR;380V,50Hz,55kW,6P,280M,B35 | 10010906 | INST | 17.09.2012 | 15.09.2020
|  | FP-01-PM2-BRS-T098-P093 | PM2.BR.C4/P2/M | EMO000745 | MOTOR AC;55KW;103A;4P;380V;B |  | INST | 19.06.2012 | 26.02.2020
|  | FP-01-PM2-BRS-T098-P092 | PM2.BR.C4/P1/M | EMO002542 | MOTOR AC;90KW;153A;4P;380V;B |  | INST | 16.07.2012 | 26.02.2020
|  | FP-01-PM2-BRS-T098-A030 | PM2.BR.C4/AGT/M | EMO000743 | MOTOR AC;200KW;445A;8P;380V;B |  | INST | 19.06.2012 | 26.02.2020
|  | FP-01-PM2-BRS-T097-P091 | PM2.BR.C3/P1/M | EMO000742 | MOTOR;90KW |  | INST | 19.06.2012 | 26.02.2020
|  | FP-01-PM2-BRS-T097-A029 | PM2.BR.C3/AGT/GB/M | EMO000741 | MOTOR AC;250KW;62,9A;8P;3000V;B |  | INST | 19.06.2012 | 26.02.2020
|  | FP-01-PM2-BRS-T097-A029 | PM2.BR.C3/AGT/GB | MGB000128 | GEARBOX |  | INST | 19.06.2012 | 26.06.2012
|  | FP-01-PM2-BRS-T096-P090 | PM2.BR.C2/P1/M | EMO000740 | MOTOR AC;90KW;165A;4P;380V;B |  | INST | 19.06.2012 | 26.02.2020
|  | FP-01-PM2-BRS-T096-A028 | PM2.BR.C2/AGT B/M | EMO000739 | MOTOR AC;160KW;315A;8P;380V;B |  | INST | 19.06.2012 | 26.02.2020
|  | FP-01-PM2-BRS-T096-A027 | PM2.BR.C2/AGT A/M | EMO000738 | MOTOR AC;160KW;315A;8P;380V;B |  | INST | 19.06.2012 | 26.02.2020
|  | FP-01-PM2-BRS-T095-P089 | PM2.BR.C1/P1/M | EMO000737 | MOTOR AC;22KW;43A;4P;380V;B |  | INST | 19.06.2012 | 26.02.2020
|  | FP-01-PM2-BRS-T095-A026 | PM2.BR.C1/AGT B/GB/M | EMO000736 | MOTOR AC;110KW;207A;6P;380V;B |  | INST | 19.06.2012 | 26.02.2020
|  | FP-01-PM2-BRS-T095-A026 | PM2.BR.C1/AGT B/GB | MGB000127 | GEARBOX |  | INST | 19.06.2012 | 26.06.2012
|  | FP-01-PM2-BRS-T095-A025 | PM2.BR.C1/AGT A/GB/M | EMO000735 | MOTOR AC;200HP;280A;6P;380V;B |  | INST | 19.06.2012 | 26.02.2020
|  | FP-01-PM2-BRS-FU01 | PM2.BR.FIL1/SW/GM | MGM000109 | GEARMOTOR |  | INST | 19.06.2012 | 26.06.2012
|  | FP-01-PM2-BRS-FU01 | PM2.BR.FIL1/M | EMO000760 | MOTOR;5HP |  | INST | 19.06.2012 | 02.03.2020
|  | FP-01-PM2-BRS-BL08 | PM2.BR.DSF/BLW/M | EMO000733 | MOTOR;15KW |  | INST | 19.06.2012 | 26.06.2012
|  | FP-01-PM2-AP3-T064-P079 | PM2.APP3.T5/P1/M | EMO000994 | AC MOTOR;380V,50Hz,11kW,4P,160L,B3 | 10010918 | INST | 19.06.2012 | 25.02.2020
|  | FP-01-PM2-AP3-T063-P078 | PM2.APP3.T4/P1/M | EMO000730 | MOTOR AC;18,5KW;37,6A;4P;380V;B |  | INST | 19.06.2012 | 25.02.2020
|  | FP-01-PM2-AP3-T063-A024 | PM2.APP3.T4/AGT/M | EMO003331 | AC MOTOR;380V,50Hz,7.5kW,6P,160M,B3 | 10011070 | INST | 10.05.2013 | 30.07.2020
|  | FP-01-PM2-AP3-T062-P077 | PM2.APP3.T3/P1/M | EMO000728 | MOTOR AC;37KW;74A;4P;380V;B |  | INST | 19.06.2012 | 25.02.2020
|  | FP-01-PM2-AP3-T061-P076 | PM2.APP3.T2/P2/M | EMO000727 | MOTOR AC;30KW;59A;4P;380V;B |  | INST | 19.06.2012 | 26.02.2020
|  | FP-01-PM2-AP3-T060-P075 | PM2.APP3.T2/P1/M | EMO000555 | AC MOTOR;380V,50Hz,15kW,4P,160L,B3 | 10020915 | INST | 19.06.2012 | 16.07.2019
|  | FP-01-PM2-AP3-T059-P074 | PM2.APP3.SL/P(FN)/M/FB | MFB000245 | FAN,BLOWER,DR-560-4 KS,0.81KW,400V | 10023980 | INST | 10.11.2016 | 10.11.2016
|  | FP-01-PM2-AP3-T059-P074 | PM2.APP3.SL/P(FN)/M | EMO003039 | MOTOR,AC,M2BA315,ABB,200KW,366A,4P,380V | 10010907 | INST | 12.11.2012 | 26.02.2020
|  | FP-01-PM2-AP3-T058-P073 | PM2.APP3.C1/P1/M | EMO002973 | AC MOTOR;380V,50Hz,75kW,4P,139A | 10010622 | INST | 10.11.2012 | 25.02.2020
|  | FP-01-PM2-AP3-T058-A023 | PM2.APP3.C1/AGT/M | EMO000723 | AC MOTOR;380KW,50Hz,15kW,6P,180L,B3 | 10010674 | INST | 19.06.2012 | 25.02.2020
|  | FP-01-PM2-AP3-SR20 | PM2.APP3.PS2/M | EMO002991 | AC MOTOR;380V,50HZ,37KW,6P,B | 10010968 | INST | 12.11.2012 | 26.02.2020
|  | FP-01-PM2-AP3-SR19 | PM2.APP3.PS1/M | EMO002978 | AC MOTOR;380V,50Hz,132kW,8P,355S,B35 | 10010966 | INST | 10.11.2012 | 26.02.2020
|  | FP-01-PM2-AP2-T056-P072 | PM2.APP2.T4/P1/M | EMO000720 | MOTOR AC;15KW;30A;4P;380V;B |  | INST | 19.06.2012 | 14.07.2012
|  | FP-01-PM2-AP2-T055-P071 | PM2.APP2.T3/P1/M | EMO000117 | AC MOTOR;380V,50HZ,11KW,4P,22.3A | 10010721 | INST | 19.06.2012 | 18.12.2014
|  | FP-01-PM2-AP2-T053-P070 | PM2.APP2.T2/P1/M | EMO000272 | AC MOTOR;380V,50Hz,11kW,4P,160M,B3 | 10010899 | INST | 19.06.2012 | 03.03.2020
|  | FP-01-PM2-AP2-T052-P069 | PM2.APP2.SL/P(FN)/M/FB | MFB000246 | FAN,BLOWER,DR-560-4 KS,0.81KW,400V | 10023980 | INST | 10.11.2016 | 10.11.2016
|  | FP-01-PM2-AP2-T052-P069 | PM2.APP2.SL/P(FN)/M | EMO000725 | MOTOR,AC,M2BA315,ABB,200KW,366A,4P,380V | 10010907 | INST | 19.06.2012 | 25.02.2020
|  | FP-01-PM2-AP2-T051-P068 | PM2.APP2.C2/P1/M | EMO000716 | MOTOR AC;60HP;93A;4P;380V;B |  | INST | 19.06.2012 | 25.02.2020
|  | FP-01-PM2-AP2-T051-A022 | PM2.APP2.C2/AGT/M | EMO000110 | AC MOTOR;380V,50HZ,30KW,6P,200L,B3 | 10020927 | INST | 19.06.2012 | 29.11.2017
|  | FP-01-PM2-AP2-T050-P067 | PM2.APP2.C1/P1/M | EMO001212 | AC MOTOR;380V,50Hz,55kW,4P,250M,B3 | 10027666 | INST | 19.06.2012 | 25.02.2020
|  | FP-01-PM2-AP2-T050-A021 | PM2.APP2.C1/AGT/M | EMO005015 | AC MOTOR;380V,50Hz,22kW,8P,225M,B3 | 10010661 | INST | 17.01.2020 | 25.02.2020
|  | FP-01-PM2-AP2-SR18 | PM2.APP2.PS2/M | EMO000450 | AC MOTOR;380V,50Hz,15kW,4P,160L,B3 | 10020915 | INST | 19.06.2012 | 06.01.2021
|  | FP-01-PM2-AP2-SR17 | PM2.APP2.PS1/M | EMO000711 | MOTOR AC;75KW;140A;4P;380V;B |  | INST | 19.06.2012 | 26.02.2020
|  | FP-01-PM2-AP2-SR17 | PM2.APP2.PS1/GB | MGB000700 | GEARBOX,PS 36 | 10021288 | INST | 11.09.2015 | 27.04.2017
|  | FP-01-PM2-AP1-T049-P066 | PM2.APP1.T2/P1/M | EMO000600 | AC MOTOR;380V,50Hz,37kW,4P,200L,B3 | 10010957 | INST | 19.06.2012 | 25.02.2020
|  | FP-01-PM2-AP1-T048-P065 | PM2.APP1.T1/P1/M | EMO000709 | MOTOR AC;55KW;108A;4P;380V;B |  | INST | 19.06.2012 | 25.02.2020
|  | FP-01-PM2-AP1-T047-P064 | PM2.APP1.C4/P2/M | EMO003397 | AC MOTOR;380V,50Hz,90kW,4P,280S,B3 | 10010624 | INST | 18.06.2013 | 25.02.2020
|  | FP-01-PM2-AP1-T047-P063 | PM2.APP1.C4/P1/M | EMO001695 | AC MOTOR;380V,50Hz,90kW,4P,280S,B3 | 10010505 | INST | 19.06.2012 | 18.06.2020
|  | FP-01-PM2-AP1-T046-P062 | PM2.APP1.C3/P2/M | EMO000521 | AC MOTOR;380V,50Hz,18.5kW,4P,180M,B3 | 10010818 | INST | 19.06.2012 | 27.12.2019
|  | FP-01-PM2-AP1-T045-P061 | PM2.APP1.SL/P(FN)/M/FB | MFB000247 | FAN,BLOWER,DR-560-4 KS,0.81KW,400V | 10023980 | INST | 10.11.2016
|  | FP-01-PM2-AP1-T045-P061 | PM2.APP1.SL/P(FN)/M | EMO000705 | MOTOR AC;315KW;570A;4P;380V;B |  | INST | 19.06.2012 | 25.02.2020
|  | FP-01-PM2-AP1-T044-P060 | PM2.APP1.C2/P1/M | EMO000921 | AC MOTOR;380V,50Hz,90kW,4P,280M,B3 | 10010624 | INST | 19.06.2012 | 10.03.2021
|  | FP-01-PM2-AP1-T044-A020 | PM2.APP1.C2/AGT/M | EMO000703 | MOTOR AC;30KW;61,5A;6P;380V;B |  | INST | 19.06.2012 | 13.07.2012
|  | FP-01-PM2-AP1-T043-P059 | PM2.APP1.C1/P1/M | EMO000702 | MOTOR AC;75KW;140A;4P;380V;B |  | INST | 19.06.2012 | 25.02.2020
|  | FP-01-PM2-AP1-T043-A019 | PM2.APP1.C1/AGT/M | EMO000701 | MOTOR AC;55KW;108A;6P;380V;B |  | INST | 19.06.2012 | 25.02.2020
|  | FP-01-PM2-AP1-SR15 | PM2.APP1.PS2/M | EMO000287 | AC MOTOR;380V,50Hz,30kW,4P,200L,B3 | 10010980 | INST | 19.06.2012 | 26.02.2020
|  | FP-01-PM2-AP1-SR14 | PM2.APP1.PS1/M | EMO002977 | AC MOTOR;380V,50Hz,132kW,6P,315M,B3 | 10010893 | INST | 10.11.2012 | 06.04.2020
|  | FP-01-SP1-MXW-PU05-P293 | SP1.PUL5/P1/M | EMO000478 | AC MOTOR;380V,50Hz,18.5kW,4P,180M,B3 | 10026377 | INST | 19.06.2012 | 05.05.2020
|  | FP-01-SP1-MXW-PU05-P294 | SP1.PUL5/HYP/P1/M | EMO001368 | AC MOTOR;380V,50Hz,15kW,4P,160L,B3 | 10020888 | INST | 19.06.2012 | 26.01.2021
|  | FP-01-SP1-MXW-PU05-HYPG | SP1.PUL5/HYP/M | EMO002073 | MOTOR AC;55KW;105A;6P;380V;B |  | INST | 19.06.2012 | 05.05.2020
|  | FP-01-SP1-MXW-PU05-P391 | SP1.PUL5/P2/M | EMO002172 | AC MOTOR;380V,50Hz,18.5kW,4P,180M,B3 | 10010768 | INST | 19.06.2012 | 09.02.2021
|  | FP-01-SP1-MXW-PU05 | SP1.PUL5/GB/M | EMO003020 | AC MOTOR;380V,50HZ,160KW,8P | 10010858 | INST | 12.11.2012 | 05.05.2020
|  | FP-01-SP1-MXW-PU05-RAGG | SP1.PUL5/RAG/GM | MGM000885 | GR.MOTOR;0.75kW |  | INST | 10.03.2017 | 05.05.2020

## FUNCLOC
id | tag_name | created_at
FP-01-SP2-OCC-T243-P243 | SP2.4103P1/M
FP-01-SP2-OCC-T125-P148 | SP2.OCC.T125.P148/P/M
FP-01-SP2-OCC-T125-P147 | SP2.OCC.T125.P147/P/M
FP-01-SP2-OCC-SR24 | SP2.OCC.SR24/TC(S)/M
FP-01-SP2-OCC-SR23 | SP2.OCC.SR23/TC(S)/M
FP-01-SP2-OCC-DP01-PP16 | SP2_DP_PP16/M
FP-01-SP2-OCC-DP01-PP15 | SP2_DP_PP15/M
FP-01-SP2-OCC-DP01-OU11 | SP2_DP_OU11/P/M
FP-01-SP2-OCC-DP01-MD01 | SP2_DP_MD01/M
FP-01-SP2-OCC-DP01-LRC1-HD10 | SP2.LRC1/HD10/HYD_COMPACTOR/M
FP-01-SP2-OCC-DP01-LRC1 | SP2.DP1.LRC1/COMPACTOR/M
FP-01-SP2-OCC-DP01-CN16 | SP2.DP.CN16/RJC3/GM
FP-01-SP2-OCC-DP01-CN15 | SP2.DP.CN15/RJC2/GM
FP-01-SP2-OCC-DP01-CN14 | SP2.DP.CN14/RJC1/GM
FP-01-SP2-OCC-DP01-CN13 | SP2.DP.CN13/BALE_FC2/GB
FP-01-SP2-OCC-DP01-CN12 | SP2.DP.CN12/BALE_FC1/M(BLW)
FP-01-SP2-OCC-DP01-CN12 | SP2.DP.CN12/BALE_FC1/GB
FP-01-SP2-OCC-DP01-AP12 | SP2.4102R3/AGT/M
FP-01-SP2-OCC-DP01-AP11 | SP2.4102R2/AGT/M
FP-01-SP2-OCC-TH03 | SP2.OC.THK2(LF)/M
FP-01-SP2-OCC-TH03 | SP2.OCC.TH03.LUB(GB)/M
FP-01-SP2-OCC-TH03 | SP2.OC.THK(LF2)(SCREW)/GM
FP-01-SP2-OCC-TH03 | SP2.OC.THK2(LF)/SW/GM
FP-01-SP2-OCC-TH01-BL02 | SP2.OC.THK1(LF)/BLW2/M
FP-01-SP2-OCC-TH01-BL01 | SP2.OC.THK1(LF)/BLW1/M
FP-01-SP2-OCC-TH01 | SP2.OC.THK1(LF)/GB/M
FP-01-SP2-OCC-T019-P030 | SP2.OC.C1/P1/M
FP-01-SP2-OCC-T018-P029 | SP2.OC.C1A/P1/M
FP-01-SP2-OCC-T016-VP01 | SP2.OC.VS1/P1/M
FP-01-SP2-OCC-T014-P022 | SP2.OC.C4/P1/M
FP-01-SP2-OCC-T014-A007 | SP2.OC.C4/AGT2/M
FP-01-SP2-OCC-T014-A006 | SP2.OC.C4/AGT1/M
FP-01-SP2-OCC-T013-A005 | SP2.OC.C8/AGT/M
FP-01-SP2-OCC-T012-P020 | SP2.OC.C7/P1/M
FP-01-SP2-OCC-T011-P019 | SP2.OC.C2/P2/M
FP-01-SP2-OCC-T011-P018 | SP2.OC.C2/P1/M
FP-01-SP2-OCC-T008-P015 | SP2.OC.T3/P1/M
FP-01-SP2-OCC-T007-P014 | SP2.OC.T2/P2/M
FP-01-SP2-OCC-T006-P013 | SP2.OC.T6/P1/M
FP-01-SP2-OCC-T006-P012 | SP2.OC.T6/P2/M
FP-01-SP2-OCC-T006-P011 | SP2.OC.C6/P3/M
FP-01-SP2-OCC-T006-P010 | SP2.OC.C6/P2/M
FP-01-SP2-OCC-T006-P009 | SP2.OC.C6/P1/M
FP-01-SP2-OCC-T005-A003 | SP2.ND.C3/AGT/GB/M
FP-01-SP2-OCC-T004-P007 | SP2.OC.T7/P1/M
FP-01-SP2-OCC-T003-A002 | SP2.OC.C5/AGT/M
FP-01-SP2-OCC-T002-P005 | SP2.OC.T1/P1/M
FP-01-SP2-OCC-T001-P004 | SP2.OC.C1/P2/M
FP-01-SP2-OCC-T001-P003 | SP2.OC.C1/P1/M
FP-01-SP2-OCC-SR22 | SP2.OC.RJ-SR/M
FP-01-SP2-OCC-SR21 | SP2.OCC.PS(F)FL/M
FP-01-SP2-OCC-SR06 | SP2.OC.PS(F)2/M
FP-01-SP2-OCC-SR05 | SP2.OC.PS(F)1/M
FP-01-SP2-OCC-SR04 | SP2.OC.FRAC/M
FP-01-SP2-OCC-SR03 | SP2.OC.ADS3/M
FP-01-SP2-OCC-SR02 | SP2.OC.ADS2/M
FP-01-SP2-OCC-SR01 | SP2.OC.ADS1/M
FP-01-SP2-OCC-RJ01 | SP2.OC.RJS1/M1
FP-01-SP2-OCC-PU01-RAGG | SP2.OCC.PU01.RAGG/M
FP-01-SP2-OCC-PU01-P136 | SP2.OC.PUL1/P3/M
FP-01-SP2-OCC-PU01-P002 | SP2.PUL1/P2/M
FP-01-SP2-OCC-PU01-P001 | SP2.PUL1/P1/M
FP-01-SP2-OCC-PU01-OU01 | SP2.PUL1/GB/OU/P/M
FP-01-SP2-OCC-PU01-DRSR | SP2.PUL1.DRS 1/M
FP-01-SP2-OCC-PU01-DRSR | SP2.PUL1.DRS 2/M
FP-01-SP2-OCC-PU01-DRSR | SP2.PUL1/DRS/SW(O)/GM
FP-01-SP2-OCC-PU01-CRN6 | SP2.OCC.PU01.CRN6/RGR
FP-01-SP2-OCC-PU01 | SP2.PUL1/GB/M
FP-01-SP2-OCC-PAL1-P137 | SP2.OC.PAL1/P1/M
FP-01-SP2-OCC-PAL1 | SP2.OCC.PAL1/PL-SORTER/M
FP-01-SP2-OCC-CN01 | SP2.CON1/GB/M
FP-01-SP2-NDL-TH06 | SP2.ND.THK(SF)1/GB/M
FP-01-SP2-NDL-TH06 | SP2.ND.THK(SF)1/SW/GM
FP-01-SP2-NDL-TH05 | SP2.ND.THK(LF)2/GB/M
FP-01-SP2-NDL-TH05 | SP2.ND.THK(LF)2/SW/GM
FP-01-SP2-NDL-TH04 | SP2.ND.THK(LF)1/GB/M
FP-01-SP2-NDL-TH04 | SP2.ND.THK(LF)1/SW/GM
FP-01-SP2-NDL-T036-P058 | SP2.ND.C1B/P1/M
FP-01-SP2-NDL-T036-A008 | SP2.ND.C1B/AGT/M
FP-01-SP2-NDL-T034-P050 | SP2.ND.C9/P1/M
FP-01-SP2-NDL-T033-P049 | SP2.ND.C8/P1/M
FP-01-SP2-NDL-T033-A016 | SP2.ND.C8/AGT/M
FP-01-SP2-NDL-T032-P048 | SP2.ND.C7/P2/M
FP-01-SP2-NDL-T032-A015 | SP2.ND.C7/AGT/M
FP-01-SP2-NDL-T030-P046 | SP2.ND.C6/P2/M
FP-01-SP2-NDL-T030-P045 | SP2.ND.C6/P1/M
FP-01-SP2-NDL-T029-P044 | SP2.ND.C4/P1/M
FP-01-SP2-NDL-T029-A013 | SP2.ND.C4/AGT2/M
FP-01-SP2-NDL-T029-A012 | SP2.ND.C4/AGT1/M
FP-01-SP2-NDL-T028-P043 | SP2.ND.T5/P2/M
FP-01-SP2-NDL-T028-P042 | SP1.MW.T5A/P1/M
FP-01-SP2-NDL-T026-P039 | SP2.ND.C3/P3/M
FP-01-SP2-NDL-T026-P037 | SP2.ND.C3/P1/M
FP-01-SP2-NDL-T023-P034 | SP2.ND.T3/P1/M
FP-01-SP2-NDL-T022-P033 | SP2.ND.T2A/P1/M
FP-01-SP2-NDL-T020-P031 | SP2.ND.C2/P1/M
FP-01-SP2-NDL-T020-A011 | SP2.ND.C2/AGT/M
FP-01-SP2-NDL-T019-A010 | SP2.OC.C1/AGT/GB/M
FP-01-SP2-NDL-SR13 | SP2.ND.PS(F)2/M
FP-01-SP2-NDL-SR12 | SP2.ND.PS(F)1/M
FP-01-SP2-NDL-SR11 | SP2.ND.SR11/M
FP-01-PM2-DRY-GRP1-DC03 | PM2.G1.DYC3/DR/GM
FP-01-SP2-NDL-SR08 | SP2.ND.PS(C)1/M
FP-01-SP2-NDL-RF03 | SP2.NDL.RF03/JILHA/M
FP-01-SP2-NDL-RF02 | SP2.ND.CNR1/GB/M
FP-01-SP2-NDL-RF02 | SP2.ND.RF02(KN)/M
FP-01-SP2-NDL-RF02 | SP2-NDL-RF02/P(OL)/M
FP-01-SP2-NDL-RF01 | SP2.ND.DDR1/M
FP-01-SP2-HYD-T144-P252 | SP2.ND.RF1/T(HYD)/P1/M
FP-01-SP2-LUB-T040-P053 | SP2.LUB.RF1/T(LUB)/P2/M
FP-01-SP1-MXW-PU05-P294 | SP1.PUL5/HYP/P1/M
FP-01-SP2-NDL-PU05-P056 | SP2.PUL5/P1/M
FP-01-SP1-MXW-PU05-HYPG | SP1.PUL5/HYP/M
FP-01-SP2-NDL-PU05-DRSR | SP2.PUL5.DRS/M
FP-01-SP1-MXW-PU05 | SP1.PUL5/GB/M
FP-01-SP2-NDL-PU02-RAGG | SP2.PUL2/RAG/M
FP-01-SP2-NDL-PU02-PALS | SP2.PUL2/PLS/M
FP-01-SP2-NDL-PU02-P027 | SP2.PUL2.P2/M
FP-01-SP2-NDL-PU02-P026 | SP2.PUL2/P1/M
FP-01-SP2-NDL-PU02-P025 | SP2.PUL2/GB/P(G)1/M
FP-01-SP2-NDL-PU02 | SP2.PUL2/GB/M
FP-01-SP2-NDL-CN05 | SP2.CON5/GB/M
FP-01-SP2-NDL-CN02 | SP2.CON2/GB/M
FP-01-PM2-WRS-T138-BL26 | PM2.CWR.CTW1/BLW/M
FP-01-PM2-WRS-T106-P109 | PM2.SWR.T3/P2/M
FP-01-PM2-WRS-T106-P108 | PM2.SWR.T3/P1/M
FP-01-PM2-WRS-T105-P107 | PM2.SWR.T2/P3A/M
FP-01-PM2-WRS-T105-P106 | PM2.SWR.T2/P3/M
FP-01-PM2-WRS-T105-P105 | PM2.SWR.T2/P2A/M
FP-01-PM2-WRS-T105-P104 | PM2.SWR.T2/P2/M
FP-01-PM2-DRY-GRP1-DC05 | PM2.G1.DYC5/DR/GM
FP-01-PM2-WRS-T105-P103 | PM2.SWR.T2/P1A/M
FP-01-PM2-WRS-T105-P102 | PM2.SWR.T2/P1(P 852)/M
FP-01-PM2-WRS-PRS2 | PM2.P2.BOT FELT/SW(O)/M
FP-01-PM2-WRS-FU14-P133 | MODIFIED
FP-01-PM2-WRS-FU12-P132 | MODIFIED
FP-01-PM2-WET-PRS1-PSRT | PM2.P2.TR/GB/M
FP-01-PM2-VAS-VP13 | PM2.VAC.VP7A/M
FP-01-PM2-VAS-VP12 | PM2.VAC.VP10/M
FP-01-PM2-VAS-VP11 | PM2.VAC.VP9/M
FP-01-PM2-VAS-VP10 | PM2.VAC.VP8/M
FP-01-PM2-VAS-VP09 | PM2.VAC.VP7/M
FP-01-PM2-VAS-VP08 | PM2.VAC.VP6/M
FP-01-PM2-VAS-VP07 | PM2.VAC.VP5/M
FP-01-PM2-VAS-VP06 | PM2.VAC.VP4/M
FP-01-PM2-VAS-VP05 | PM2.VAC.VP3/M
FP-01-PM2-VAS-VP04 | PM2.VAC.VP2/M
FP-01-PM2-VAS-VP03 | PM2.VAC.VP1/M
FP-01-PM2-VAS-T134-P143 | PM2.SEALING W/P2/M
FP-01-PM2-VAS-T134-P142 | PM2.SEALING W/P1/M
FP-01-PM2-VAS-T093-P087 | PM2.VAC.T(DLG)8/P2/M
FP-01-PM2-VAS-T092-P086 | PM2.VAC.T(DLG)7/P1/M
FP-01-PM2-VAS-T081-P084 | PM2.VAC.T(DLG)5/P1/M
FP-01-PM2-VAS-T078-P083 | PM2.VAC.T(DLG)4/P1/M
FP-01-PM2-VAS-T077-P082 | PM2.VAC.VS1B/P1/M
FP-01-PM2-VAS-BL25 | PM2.VAC AIR.T/BLW2/M (VAAHTO)
FP-01-PM2-VAS-BL24 | PM2.VAC AIR.T/BLW1/M (VAAHTO)
FP-01-PM2-VAS-BL07 | PM2.VAC.BLW4/M
FP-01-PM2-VAS-BL06 | PM2.VAC.BLW3/M
FP-01-PM2-VAS-BL05 | PM2.VAC.BLW5/M
FP-01-PM2-VAS-BL04 | PM2.VAC.BLW2/M
FP-01-PM2-VAS-BL03 | PM2.VAC.BLW1/M
FP-01-PM2-STC-T135-P144 | PM2.STC.T1/P1/M
FP-01-PM2-STC-T133-P293 | PM2.STC.CDS/VP/M
FP-01-PM2-STC-T133-P134 | PM2.STC.CDS/VP1/M
FP-01-PM2-STC-T109-P114 | PM2.STC.T(DN)1/P2/M
FP-01-PM2-STC-T109-P113 | PM2.STC.T(DN)1/P1/M
FP-01-PM2-STC-T108-P112 | PM2.STC.T(FL)4/P1/M
FP-01-PM2-STC-T107-P111 | PM2.STC.T(FL)/P2/M
FP-01-PM2-STC-T107-P110 | PM2.STC.T(FL)/P1/M
FP-01-PM2-STA-T242-P250 | CH2.STA.T11/P3/M
FP-01-PM2-STA-T242-P249 | CH2.STA.T11/P2/M
FP-01-PM2-STA-T242-P248 | CH2.STA.T11/P1/M
FP-01-PM2-STA-T242-A094 | CH2.STA.T11/AGT/M
FP-01-PM2-RJS-T132-P135 | PM2.REJECT FINAL/P1/M
FP-01-PM2-MCS-BL19 | PM2.MCS.BLW2/M
FP-01-PM2-MCS-BL18 | PM2.MCS.BLW1/M
FP-01-PM2-LUB-T140-P298 | PM2.LUB.TRANSFER 2.TANK/M2
FP-01-PM2-LUB-T140-P297 | PM2.LUB.TRANSFER 2.TANK/M1
FP-01-PM2-LUB-T139-P296 | PM2.LUB.TRANSFER 1.TANK/M2
FP-01-PM2-LUB-T139-P295 | PM2.LUB.TRANSFER 1.TANK/M1
FP-01-PM2-LUB-T129-P131 | M1-2646
FP-01-PM2-LUB-T129-P130 | M1-2645
FP-01-PM2-LUB-T129-P129 | M1-2644
FP-01-PM2-LUB-T129-P128 | M1-2643
FP-01-PM2-LUB-T129-P127 | M1-2642
FP-01-PM2-LUB-T129-P126 | M1-2641
FP-01-PM2-LUB-T121-P125 | PM2.MC.HP2-4B/M
FP-01-PM2-LUB-T121-P124 | PM2.MC.HP2-4A/M
FP-01-PM2-LUB-T120-P123 | PM2.LUB.GP4B/M
FP-01-PM2-LUB-T120-P122 | PM2.LUB.GP4A/M
FP-01-PM2-LUB-T119-P121 | PM2.LUB.GP3B/M
FP-01-PM2-LUB-T119-P120 | PM2.LUB.GP3A/M
FP-01-PM2-LUB-T118-P118 | PM2.LUB.GP2A/M
FP-01-PM2-HYD-T122-P256 | PM2.MC.HP2-03/M
FP-01-PM2-HYD-T122-P255 | PM2.MC.HP2-03/M
FP-01-PM2-HYD-T117-P117 | PM2.HYD.GP1B/M
FP-01-PM2-HYD-T117-P116 | PM2.HYD.GP1A/M
FP-01-PM2-HOO-BL23 | PM2.G1.PUB.1-3/M
FP-01-PM2-HOO-BL22 | PM2.HOO.FDF2
FP-01-PM2-HOO-BL21 | PM2.HOO.FDF1
FP-01-PM2-HOO-BL17 | PM2.HOO.BLW1/M
FP-01-PM2-HOO-BL16 | PM2.HOO.ECO2/IDF/M
FP-01-PM2-HOO-BL15 | PM2.HOO.ECO2/FDF/M
FP-01-PM2-HOO-BL14 | PM2.HOO.BUR2/FDF/M
FP-01-PM2-HOO-BL12 | PM2.HOO.ECO1/IDF/M
FP-01-PM2-HOO-BL11 | PM2.HOO.ECO1.FDF/M
FP-01-PM2-HOO-BL10 | PM2.HOO.BUR1/FDF/M
FP-01-PM2-HOO-BL09 | PM2.HOO.IDF1/M
FP-01-PM2-CUT-RWD1-BL23 | PM2.RE(BH).UNW/BLW/M
FP-01-PM2-CUT-RWD1-BL22 | PM2.RE(BH).BLW/M
FP-01-PM2-CUT-RDR1-BL21 | PM2.RE(BH).RDR.BLW/M
FP-01-PM2-CUT-FDR1-BL20 | PM2.RE(BH).FDR.BLW/M
FP-01-PM2-BRS-TH08 | PM2.BR.DSF/M
FP-01-PM2-BRS-TH07 | PM2.BR.THK7/M
FP-01-PM2-BRS-T104-P098 | PM2.BR.THK1/P1/M
FP-01-PM2-BRS-T102-P101 | PM2.BR.C9/P3/M
FP-01-PM2-BRS-T102-P100 | PM2.BR.C9/P2/M
FP-01-PM2-BRS-T102-P099 | PM2.BR.C9/P1/M
FP-01-PM2-BRS-T101-P097 | PM2.BR.C8/P1/M
FP-01-PM2-BRS-T100-P095 | PM2.BR.C7/P1/M
FP-01-PM2-BRS-T100-A034 | PM2.BR.C7/AGT/M
FP-01-PM2-BRS-T099-P094 | PM2.BR.C5/P1/M
FP-01-PM2-BRS-T099-A033 | PM2.BR.C5/AGT C/M
FP-01-PM2-BRS-T099-A032 | PM2.BR.C5/AGT B/M
FP-01-PM2-BRS-T098-P093 | PM2.BR.C4/P2/M
FP-01-PM2-BRS-T098-P092 | PM2.BR.C4/P1/M
FP-01-PM2-BRS-T098-A030 | PM2.BR.C4/AGT/M
FP-01-PM2-BRS-T097-P091 | PM2.BR.C3/P1/M
FP-01-PM2-BRS-T097-A029 | PM2.BR.C3/AGT/GB/M
FP-01-PM2-BRS-T096-P090 | PM2.BR.C2/P1/M
FP-01-PM2-BRS-T096-A028 | PM2.BR.C2/AGT B/M
FP-01-PM2-BRS-T096-A027 | PM2.BR.C2/AGT A/M
FP-01-PM2-BRS-T095-P089 | PM2.BR.C1/P1/M
FP-01-PM2-BRS-T095-A026 | PM2.BR.C1/AGT B/GB/M
FP-01-PM2-BRS-T095-A025 | PM2.BR.C1/AGT A/GB/M
FP-01-PM2-BRS-FU01 | PM2.BR.FIL1/M
FP-01-PM2-AP3-T065-P080 | SP2.PUL5.P3
FP-01-PM2-AP3-T064-P079 | PM2.APP3.T5/P1/M
FP-01-PM2-AP3-T063-P078 | PM2.APP3.T4/P1/M
FP-01-PM2-AP3-T063-A024 | PM2.APP3.T4/AGT/M
FP-01-PM2-AP3-T062-P077 | PM2.APP3.T3/P1/M
FP-01-PM2-AP3-T061-P076 | PM2.APP3.T2/P2/M
FP-01-PM2-AP3-T060-P075 | PM2.APP3.T2/P1/M
FP-01-PM2-AP3-T059-P074 | PM2.APP3.SL/P(FN)/M
FP-01-PM2-AP3-T058-P073 | PM2.APP3.C1/P1/M
FP-01-PM2-AP3-T058-A023 | PM2.APP3.C1/AGT/M
FP-01-PM2-AP3-SR20 | PM2.APP3.PS2/M
FP-01-PM2-AP3-SR19 | PM2.APP3.PS1/M
FP-01-PM2-AP2-T056-P072 | PM2.APP2.T4/P1/M
FP-01-PM2-AP2-T055-P071 | PM2.APP2.T3/P1/M
FP-01-PM2-AP2-T053-P070 | PM2.APP2.T2/P1/M
FP-01-PM2-AP2-T052-P069 | PM2.APP2.SL/P(FN)/M
FP-01-PM2-AP2-T051-P068 | PM2.APP2.C2/P1/M
FP-01-PM2-AP2-T051-A022 | PM2.APP2.C2/AGT/M
FP-01-PM2-AP2-T050-P067 | PM2.APP2.C1/P1/M
FP-01-PM2-AP2-T050-A021 | PM2.APP2.C1/AGT/M
FP-01-PM2-AP2-SR18 | PM2.APP2.PS2/M
AVLB | PM2.APP2.PS1/M
FP-01-PM2-AP1-T049-P066 | PM2.APP1.T2/P1/M
FP-01-PM2-AP1-T048-P065 | PM2.APP1.T1/P1/M
FP-01-PM2-AP1-T047-P064 | PM2.APP1.C4/P2/M
FP-01-PM2-AP1-T046-P062 | PM2.APP1.C3/P2/M
FP-01-PM2-AP1-T045-P061 | PM2.APP1.SL/P(FN)/M
FP-01-PM2-AP1-T044-P060 | PM2.APP1.C2/P1/M
FP-01-PM2-AP1-T044-A020 | PM2.APP1.C2/AGT/M
FP-01-PM2-AP1-T043-P059 | PM2.APP1.C1/P1/M
FP-01-PM2-AP1-T043-A019 | PM2.APP1.C1/AGT/M
FP-01-PM2-AP1-SR15 | PM2.APP1.PS2/M
FP-01-PM2-AP1-SR14 | PM2.APP1.PS1/M
FP-01-SP2-OCC-T014-P023 | SP2.OC.C4/P2/M
FP-01-SP2-OCC-T013-P021 | SP2.OC.C8/P1/M
FP-01-SP2-NDL-T005-P008 | SP2.ND.C3/P1/M
FP-01-SP2-OCC-T003-P006 | SP2.OC.C5/P1/M
FP-01-PM2-DRY-GRP1-DC07 | PM2.G1.DYC7/DR/GM
FP-01-SP2-NDL-T027-P041 | SP2.ND.C3A/P2/M
FP-01-SP2-NDL-T027-P040 | SP2.ND.C3A/P1/M
FP-01-PM2-BRS-T101-P096 | PM2.BR.C8/P2/M
FP-01-PM2-AP1-T047-P063 | PM2.APP1.C4/P1/M
FP-01-SP2-NDL-T026-P038 | SP2.ND.C3/P4/M
FP-01-SP2-NDL-T034-A017 | PM2.BR.C5/AGT C/M
FP-01-SP2-OCC-TH02 | SP2.OC.THK1(SF)/GB/M
FP-01-SP2-OCC-T001-A001 | SP2.OC.C1/AGT/GB/M
FP-01-SP2-OCC-T012-A004 | SP2.OC.C7/AGT/M
FP-01-PM2-BRS-T099-A031 | PM2.BR.C5/AGT A/M
FP-01-PM2-HOO-BL13 | PM2.HOO.IDF2/M
FP-01-PM2-REL-PPRL-CYL1 | PM2.PPR.CYL/GB/M
FP-01-PM2-VAS-T094-P088 | PM2.VAC.T(DLG)9/P1/M
FP-01-PM2-CUT-RWD1-FDR1 | PM2.RE(BH).FDR/GB/M
FP-01-PM2-CUT-RWD1 | PM2.RE(BH).UNW/BLW/M
FP-01-PM2-DRY-GRP3 | PM2.G3.GB/M
FP-01-PM2-WET-PRS2-PSRT | PM2.P2.TP(R)/M2
FP-01-PM2-WET-TPWR-FMR1 | PM2.TW.FMR/GB/M
FP-01-PM2-WET-BTWR-DR01 | PM2.BTW.DR/GB/M
FP-01-PM2-CUT-RWD1-CN01 | PM2.REW.CON1/M
FP-01-PM2-CUT-RWD1 | PM2.REW.CON2/M
FP-01-PM2-DRY-GRP1-DC01 | PM2.G1.DYC1A/M
FP-01-PM2-CUT-RWD1-RDR1 | PM2.RE(BH).RDR/GB/M
FP-01-PM2-CUT-RWD1 | PM2.RE(BH).UNW/BLW/GM
FP-01-PM2-REL-PPRL-PRAR | PM2.PPR.PRIMARY ARM/GM
FP-01-PM2-WET-BTWR-SCR1 | PM2.BTW.SCR/GB/M
FP-01-PM2-DRY-GRP2-CR18 | PM2.G2.CR18/M
FP-01-PM2-DRY-GRP7-DC52 | PM2.G7.DYC52/DR/GM/M
FP-01-PM2-DRY-GRP7-CR22 | PM2.G7.CR22/M
FP-01-PM2-DRY-GRP1-DC01 | PM2.G1.DYC1A/DR/GM/M
FP-01-PM2-DRY-GRP2-DC11 | PM2.G2.DYC11/DR/GM
FP-01-PM2-DRY-GRP2-DC12 | PM2.G2.DYC12/DR/GM
FP-01-PM2-DRY-GRP2-DC13 | PM2.G2.DYC13/DR/GM
FP-01-PM2-DRY-GRP2-DC15 | PM2.G2.DYC15/DR/GM
FP-01-PM2-DRY-GRP2-DC17 | PM2.G2.DYC17/DR/GM
FP-01-PM2-DRY-GRP3-DC22 | PM2.G3.DYC22/DR/GM
FP-01-PM2-DRY-GRP3-DC25 | PM2.G3.DYC25/DR/GM
FP-01-PM2-DRY-GRP3-DC26 | PM2.G3.DYC26/DR/GM
FP-01-PM2-DRY-GRP4-DC32 | PM2.G4.DYC32/DR/GM
FP-01-PM2-DRY-GRP4-DC34 | PM2.G4.DYC34/DR/GM
FP-01-PM2-DRY-GRP4-DC36 | PM2.G4.DYC36/DR/GM
FP-01-PM2-DRY-GRP4-DC39 | PM2.G4.DYC39/DR/GM
FP-01-PM2-DRY-GRP5-DC40 | PM2.G5.DYC40/DR/GM
FP-01-PM2-DRY-GRP5-DC43 | PM2.G5.DYC43/DR/GM
FP-01-PM2-DRY-GRP6-DC46 | PM2.G6.DYC46/DR/GM
FP-01-PM2-DRY-GRP7-DC47 | PM2.G7.DYC47/DR/GM
FP-01-PM2-DRY-GRP7-DC48 | PM2.G7.DYC48/DR/GM
FP-01-PM2-DRY-GRP7-DC49 | PM2.G7.DYC49/DR/GM
FP-01-PM2-CAL-CAL1-QR01 | PM2.C.QR/GB/M
FP-01-PM2-DRY-GRP1 | PM2.G1.GB/M
FP-01-PM2-DRY-GRP1-DC09 | PM2.G1.DYC9/DR/GM
FP-01-PM2-DRY-GRP2 | PM2.G2.GB/M
FP-01-PM2-DRY-GRP4 | PM2.G4.GB/M
FP-01-PM2-DRY-GRP4-DC32 | PM2.G4.DYC32/DR/GM/M
FP-01-PM2-DRY-GRP5 | PM2.G5.GB/M
FP-01-PM2-DRY-GRP6 | PM2.G6.GB/M
FP-01-PM2-DRY-GRP7 | PM2.G7.GB/M
FP-01-PM2-DRY-GRP8 | PM2.G8.GB/M
FP-01-PM2-DRY-GRP9 | PM2.G9.GB/M
FP-01-PM2-DRY-SZPR | PM2.DRY.SZPR/M
FP-01-PM2-DRY-SZPR-SPRB | PM2.SP.BTR/GB/M
FP-01-PM2-DRY-SZPR-SPRT | PM2.SP.TR/GB/M
FP-01-PM2-WET-BKWR-DR01 | PM2.BKW.DR/GB/M
FP-01-PM2-WET-PRS1-PUR1 | PM2.P1.PUR/GB/M
FP-01-PM2-WET-PRS2-PSRT | PM2.WET.PRS2/M.PSRT
FP-01-PM2-WET-TPWR-HB02 | EVENEROLL3
FP-01-PM2-WET-TPWR-HB02 | EVENEROLL4
FP-01-PM2-PMA-CRN1-HST1 | PM2.CRANE DEMAG 15T/HST1/GB/M
FP-01-PM2-PMA-CRN1-HST2 | PM2.CRANE DEMAG 15T/HST2/GB/M
FP-01-PM2-PMA-CRN1-XTR1 | PM2.CRANE DEMAG X-TRAVEL 1/GM
FP-01-PM2-PMA-CRN1-XTR2 | PM2.CRANE DEMAG X-TRAVEL 2/GM
FP-01-PM2-PMA-CRN1-LTR1 | PM2.CRANE DEMAG L-TRAVEL 1/GM
FP-01-PM2-PMA-CRN1-LTR2 | PM2.CRANE DEMAG L-TRAVEL 2/GM
FP-01-PM2-PMA-CRN2-HST1 | PM2.CRN2/HST1(16T)/M(FAST)
FP-01-PM2-PMA-CRN2-HST2 | PM2.CRN2/HST2(32T)/M(FAST)
FP-01-PM2-PMA-CRN2-HST3 | PM2.CRN2/HST3(16T)/M(FAST)
FP-01-PM2-PMA-CRN2-LTR1 | PM2.PMA.CRN2.LTR1/M
FP-01-PM2-PMA-CRN2-LTR1 | PM2.CRANE DEMAG L-TRAVEL 1/GM
FP-01-PM2-PMA-CRN2-XTR2 | PM2.CRANE2 DEMAG X-TRAVEL 2/GM
FP-01-PM2-PMA-CRN2-XTR1 | PM2.CRANE2 DEMAG X-TRAVEL 1/GM
FP-01-PM2-PMA-CRN3-HST1 | PM2.CRANE KONE 10T/HST1/GB/M
FP-01-PM2-PMA-CRN3-HST2 | PM2.CRANE KONE 16T/HST2/GB/M
FP-01-PM2-PMA-CRN3-HST3 | PM2.CRANE KONE 10T/HST3/GB/M
FP-01-PM2-PMA-CRN3-XTR1 | PM2.CRN3.XTR1/GM(WEST)
FP-01-PM2-PMA-CRN3-XTR2 | PM2.CRN3.XTR2/GM(WEST)
FP-01-PM2-PMA-CRN3-XTR3 | PM2.CRN3.XTR3/GM(WEST)
FP-01-PM2-PMA-CRN3-LTR1 | PM2.CRANE KONE L-TRAVEL 1/GM
FP-01-PM2-PMA-CRN3-LTR2 | PM2.CRANE KONE L-TRAVEL 2/GM
FP-01-PM2-PMA-CRN4-HST1 | PM2.CRN CARNOV 10T/HST1/GB/M
FP-01-PM2-PMA-CRN4-HST2 | PM2.CRN CARNOV 10T/HST2/GB/M
FP-01-PM2-PMA-CRN4-XTR1 | PM2.CRN CARNOV X TRAVEL 1/G/MB
FP-01-PM2-PMA-CRN4-XTR2 | PM2.CRN CARNOV X TRAVEL 2/G/MB
FP-01-PM2-PMA-CRN4-LTR1 | PM2.CRN CARNOV LONG TRVL1/GB/M
FP-01-PM2-PMA-CRN4-LTR2 | PM2.CRN CARNOV LONG TRVL2/GB/M
FP-01-PM2-PMA-CRN5-XTR1 | PM2.CRANE GUTTER X-TRAVEL 1/GM
FP-01-PM2-PMA-CRN5-LTR1 | PM2.CRANE GUTTER L-TRAVEL 1/GM
FP-01-PM2-DRY-GRP3 | PM2.G3.TOP.ST/M
FP-01-PM2-WET-TPWR-HB02 | EVENEROLL4/GM2/M2
FP-01-PM2-WRS-BTWR | PM2.BTW.SW(0)/GM
FP-01-PM2-WRS-TPWR | PM2.WRS.TW/SW1(O)/GM
FP-01-PM2-WRS-PRS1 | PM2.P1.PUR.SW(O)/GM
FP-01-PM2-WRS-TPWR | PM2.WRS.TW/SW2(O)/GM
FP-01-PM2-CUT-COR1 | CORE CUTTER MACHINE1/M
FP-01-PM2-WET-PRS2-LIPR | PM2.HP.TCR1/LIPR/GB/M
FP-01-PM2-WET-PRS2-SCR1 | PM2.HP.TCR1/SR1/GB/M
FP-01-PM2-WET-PRS2-PSRT | PM2.P2.TP(R)/M1
FP-01-PM2-PMA-CRN5-HST1 | PM2.CRANE GUTTER 5T/HST1/GB/M
FP-01-PM2-WET-PRS1-PSRB | PM2.P1.BTR/GB/M
FP-01-PM2-LUB-T118-P119 | PM2.LUB.GP2B/M
FP-01-SP2-OCC-RJ04 | SP2.RJH.SNS (SPIRAC)/GM
FP-01-SP2-EFF-T128-P151 | SP2.P-DP-1/M
FP-01-PM2-PMA-CRN2-HST1 | PM2.CRN2/HST1(16T)/M(SLOW)
FP-01-PM2-PMA-CRN2-HST2 | PM2.CRN2/HST2(32T)/M(SLOW)
FP-01-PM2-PMA-CRN2-HST3 | PM2.CRN2/HST3(16T)/M(SLOW)
FP-01-PM2-PMA-CRN3-XTR1 | PM2.CRN3.XTR1/GM(EAST)
FP-01-PM2-PMA-CRN3-XTR2 | PM2.CRN3.XTR2/GM(EAST)
FP-01-PM2-PMA-CRN3-XTR3 | PM2.CRN3.XTR3/GM(EAST)
FP-01-PM2-PMA-CRN2-XTR3 | PM2.CRANE DEMAG X- TRAVEL 3/GM
FP-01-PM2-DRY-GRP7-DC54 | PM2.G7.DYC54/DR/GM
FP-01-PM2-DRY-GRP7-DC57 | PM2.G7.DYC57/DR/GM
FP-01-PM2-DRY-GRP7-DC59 | PM2.G7.DYC59/DR/GM
FP-01-PM2-CAL-CAL1-QR01 | PM2.C.QR/GM/M
FP-01-PM2-MCL-BL31 | PM2.MCL/VF1/M
FP-01-PM2-MCL-BL32 | PM2.MCL/VF2/M
FP-01-PM2-MCL-BL33 | PM2.MCL/VF3/M
FP-01-PM2-MCL-P178 | PM2.RO/CLW/MCL/HP-P/M

## EMO
id | funcloc | material_number | equipment_description | status | sort_field | unique_id | qr_code_link | created_at
EMO005112 | FP-01-SP2-OCC-T243-P243 |  | AC MOTOR;3000V,50Hz,250kW,4P,355M,B3 | Installed | SP2.4103P1/M | 1001 | https://www.safesave.info/MIC.php?id=Fajar-MotorList1001
EMO005109 | FP-01-SP2-OCC-T125-P148 |  | AC MOTOR;380V,50Hz,37kW,4P,225S,B3 | Installed | SP2.OCC.T125.P148/P/M | 1002 | https://www.safesave.info/MIC.php?id=Fajar-MotorList1002
EMO005108 | FP-01-SP2-OCC-T125-P147 |  | AC MOTOR;380V,50Hz,37kW,4P,225S,B3 | Installed | SP2.OCC.T125.P147/P/M | 1003 | https://www.safesave.info/MIC.php?id=Fajar-MotorList1003
EMO005111 | FP-01-SP2-OCC-SR24 | 10036932 | AC MOTOR;380V,50Hz,90kW,4P,280M,V5 | Installed | SP2.OCC.SR24/TC(S)/M | 1004 | https://www.safesave.info/MIC.php?id=Fajar-MotorList1004
EMO005110 | FP-01-SP2-OCC-SR23 | 10036932 | AC MOTOR;380V,50Hz,90kW,4P,280M,V5 | Installed | SP2.OCC.SR23/TC(S)/M | 1005 | https://www.safesave.info/MIC.php?id=Fajar-MotorList1005
EMO005097 | FP-01-SP2-OCC-DP01-PP16 |  | AC MOTOR;380V,50Hz,110kW,6P,315L,B3 | Installed | SP2_DP_PP16/M | 1006 | https://www.safesave.info/MIC.php?id=Fajar-MotorList1006
EMO005096 | FP-01-SP2-OCC-DP01-PP15 |  | AC MOTOR;380V,50Hz,110kW,6P,315L,B3 | Installed | SP2_DP_PP15/M | 1007 | https://www.safesave.info/MIC.php?id=Fajar-MotorList1007
EMO005093 | FP-01-SP2-OCC-DP01-OU11 |  | AC MOTOR;380V,50Hz,3kW,4P,100L,B5 | Installed | SP2_DP_OU11/P/M | 1008 | https://www.safesave.info/MIC.php?id=Fajar-MotorList1008
EMO005092 | FP-01-SP2-OCC-DP01-MD01 | 10035583 | AC MOTOR;3000V,50Hz,900kW,4P,400L,B3 | Installed | SP2_DP_MD01/M | 1009 | https://www.safesave.info/MIC.php?id=Fajar-MotorList1009
EMO005101 | FP-01-SP2-OCC-DP01-LRC1-HD10 |  | AC MOTOR;380V,50Hz,1.5kW,4P,90L,V1 | Installed | SP2.LRC1/HD10/HYD_COMPACTOR/M | 1010 | https://www.safesave.info/MIC.php?id=Fajar-MotorList1010
EMO005100 | FP-01-SP2-OCC-DP01-LRC1 | 10035729 | AC MOTOR;380V,50Hz,55kW,4P,250M,B3 | Installed | SP2.DP1.LRC1/COMPACTOR/M | 1011 | https://www.safesave.info/MIC.php?id=Fajar-MotorList1011
MGM000944 | FP-01-SP2-OCC-DP01-CN16 | 10034854 | GR.MOTOR;22kW,i=57.63,D169-LES180ZLJ4E,F | Installed | SP2.DP.CN16/RJC3/GM | 1012 | https://www.safesave.info/MIC.php?id=Fajar-MotorList1012
MGM000947 | FP-01-SP2-OCC-DP01-CN15 | 10034854 | GR.MOTOR;22kW,i=57.63,D169-LES180ZLJ4E,F | Installed | SP2.DP.CN15/RJC2/GM | 1013 | https://www.safesave.info/MIC.php?id=Fajar-MotorList1013
MGM000949 | FP-01-SP2-OCC-DP01-CN14 | 10034853 | GR.MOTOR;11kW,i=56.64,Z149-LE160MF4E,FLE | Installed | SP2.DP.CN14/RJC1/GM | 1014 | https://www.safesave.info/MIC.php?id=Fajar-MotorList1014
MGB001042 | FP-01-SP2-OCC-DP01-CN13 |  | GR.BOX;i=199.022,B4 DH 09 B,FLENDER | Installed | SP2.DP.CN13/BALE_FC2/GB | 1015 | https://www.safesave.info/MIC.php?id=Fajar-MotorList1015
EMO004379 | FP-01-SP2-OCC-DP01-CN12 |  | AC MOTOR;380V,50Hz,0.08kW,4P | Installed | SP2.DP.CN12/BALE_FC1/M(BLW) | 1016 | https://www.safesave.info/MIC.php?id=Fajar-MotorList1016
MGB001041 | FP-01-SP2-OCC-DP01-CN12 |  | GR.BOX;i=201.26,B4 DH 08 B,FLENDER | Installed | SP2.DP.CN12/BALE_FC1/GB | 1017 | https://www.safesave.info/MIC.php?id=Fajar-MotorList1017
EMO005095 | FP-01-SP2-OCC-DP01-AP12 |  | AC MOTOR;380V,50Hz,22kW,6P,200L,B3 | Installed | SP2.4102R3/AGT/M | 1018 | https://www.safesave.info/MIC.php?id=Fajar-MotorList1018
EMO005094 | FP-01-SP2-OCC-DP01-AP11 |  | AC MOTOR;380V,50Hz,22kW,6P,200L,B3 | Installed | SP2.4102R2/AGT/M | 1019 | https://www.safesave.info/MIC.php?id=Fajar-MotorList1019
EMO000964 | FP-01-SP2-OCC-TH03 | 10010564 | AC MOTOR;380V,50Hz,45kW,4P,225M,B3 | Installed | SP2.OC.THK2(LF)/M | 1020 | https://www.safesave.info/MIC.php?id=Fajar-MotorList1020
EMO003565 | FP-01-SP2-OCC-TH03 | 10011046 | AC MOTOR,380V,50HZ,1.5KW,4P | Installed | SP2.OCC.TH03.LUB(GB)/M | 1021 | https://www.safesave.info/MIC.php?id=Fajar-MotorList1021
MGM000416 | FP-01-SP2-OCC-TH03 |  | GEARMOTOR,4KW,8.9A,4P,380V,V | Installed | SP2.OC.THK(LF2)(SCREW)/GM | 1022 | https://www.safesave.info/MIC.php?id=Fajar-MotorList1022
MGM000125 | FP-01-SP2-OCC-TH03 |  | GEARMOTOR;0.37KW;1.15A;4P;380V;V | Installed | SP2.OC.THK2(LF)/SW/GM | 1023 | https://www.safesave.info/MIC.php?id=Fajar-MotorList1023
EMO004276 | FP-01-SP2-OCC-TH01-BL02 | 10010910 | AC MOTOR;380V,50Hz,1.5kW,2P,90L,B3 | Installed | SP2.OC.THK1(LF)/BLW2/M | 1024 | https://www.safesave.info/MIC.php?id=Fajar-MotorList1024
EMO002922 | FP-01-SP2-OCC-TH01-BL01 | 10010909 | AC MOTOR;380V,50Hz,1.5kW,2P,90S,B3 | Installed | SP2.OC.THK1(LF)/BLW1/M | 1025 | https://www.safesave.info/MIC.php?id=Fajar-MotorList1025
EMO002181 | FP-01-SP2-OCC-TH01 |  | MOTOR AC STROMBERG 11KW;21,5A;4P;380V;V | Installed | SP2.OC.THK1(LF)/GB/M | 1026 | https://www.safesave.info/MIC.php?id=Fajar-MotorList1026
EMO004234 | FP-01-SP2-OCC-T019-P030 | 10029102 | AC MOTOR;MARATHON 380V,132kW,4P,315M,B3 | Installed | SP2.OC.C1/P1/M | 1027 | https://www.safesave.info/MIC.php?id=Fajar-MotorList1027
EMO000548 | FP-01-SP2-OCC-T018-P029 | 10010615 | AC MOTORABB;380V,50Hz,37kW,4P,225S,B3 | Installed | SP2.OC.C1A/P1/M | 1028 | https://www.safesave.info/MIC.php?id=Fajar-MotorList1028
EMO000425 | FP-01-SP2-OCC-T016-VP01 | 10010923 | AC MOTOR;ABB380V,50Hz,7.5kW,4P,132M,B3 | Installed | SP2.OC.VS1/P1/M | 1029 | https://www.safesave.info/MIC.php?id=Fajar-MotorList1029
EMO003672 | FP-01-SP2-OCC-T014-P022 | 10020901 | AC MOTOR;ABB380V,50Hz,45kW,4P,225M,B3 | Installed | SP2.OC.C4/P1/M | 1030 | https://www.safesave.info/MIC.php?id=Fajar-MotorList1030
EMO003119 | FP-01-SP2-OCC-T014-A007 | 10010764 | AC MOTOR;380V,50Hz,37kW,6P | Installed | SP2.OC.C4/AGT2/M | 1031 | https://www.safesave.info/MIC.php?id=Fajar-MotorList1031
EMO002173 | FP-01-SP2-OCC-T014-A006 | 10010850 | AC MOTOR;380V,55kW,6P,280M,380V;B3 | Installed | SP2.OC.C4/AGT1/M | 1032 | https://www.safesave.info/MIC.php?id=Fajar-MotorList1032
EMO002171 | FP-01-SP2-OCC-T013-A005 |  | MOTOR ACTECO;30KW;61,5A;6P;380V;B | Installed | SP2.OC.C8/AGT/M | 1033 | https://www.safesave.info/MIC.php?id=Fajar-MotorList1033
EMO002170 | FP-01-SP2-OCC-T012-P020 |  | MOTOR AC;TECO45KW;93A;4P;380V;B | Installed | SP2.OC.C7/P1/M | 1034 | https://www.safesave.info/MIC.php?id=Fajar-MotorList1034
EMO002168 | FP-01-SP2-OCC-T011-P019 |  | MOTOR ACTECO.AEEB ;37KW;72,7A;4P;380V;B | Installed | SP2.OC.C2/P2/M | 1035 | https://www.safesave.info/MIC.php?id=Fajar-MotorList1035
EMO002112 | FP-01-SP2-OCC-T011-P018 | 10020901 | AC MOTOR;ABB380V,50HZ,45KW,4P,B | Installed | SP2.OC.C2/P1/M | 1036 | https://www.safesave.info/MIC.php?id=Fajar-MotorList1036
EMO000069 | FP-01-SP2-OCC-T008-P015 | 10010924 | MOTOR,AC,Y2160L4,HUADA,15KW,29.9A,4P380V | Installed | SP2.OC.T3/P1/M | 1037 | https://www.safesave.info/MIC.php?id=Fajar-MotorList1037
EMO000028 | FP-01-SP2-OCC-T007-P014 |  | MOTOR AC;75KW;137A;4P;380V;B | Installed | SP2.OC.T2/P2/M | 1038 | https://www.safesave.info/MIC.php?id=Fajar-MotorList1038
EMO002162 | FP-01-SP2-OCC-T006-P013 |  | MOTOR ACABB;200KW;366A;4P;380V;B | Installed | SP2.OC.T6/P1/M | 1039 | https://www.safesave.info/MIC.php?id=Fajar-MotorList1039
EMO002161 | FP-01-SP2-OCC-T006-P012 |  | MOTOR AC CGE ;55KW;105A;4P;380V;B | Installed | SP2.OC.T6/P2/M | 1040 | https://www.safesave.info/MIC.php?id=Fajar-MotorList1040
EMO004982 | FP-01-SP2-OCC-T006-P011 | 10010560 | AC MOTOR;ABB380V,50Hz,30kW,4P,200L,B3 | Installed | SP2.OC.C6/P3/M | 1041 | https://www.safesave.info/MIC.php?id=Fajar-MotorList1041
EMO002159 | FP-01-SP2-OCC-T006-P010 | 10010907 | MOTOR,AC,M2BA315,ABB,200KW,366A,4P,380V | Installed | SP2.OC.C6/P2/M | 1042 | https://www.safesave.info/MIC.php?id=Fajar-MotorList1042
EMO003145 | FP-01-SP2-OCC-T006-P009 | 10010559 | MOTOR;ABB200KW,370A,4P,380V | Installed | SP2.OC.C6/P1/M | 1043 | https://www.safesave.info/MIC.php?id=Fajar-MotorList1043
EMO002156 | FP-01-SP2-OCC-T005-A003 |  | MOTOR AC;TECO22KW;44,3A;4P;380V;B | Installed | SP2.ND.C3/AGT/GB/M | 1044 | https://www.safesave.info/MIC.php?id=Fajar-MotorList1044
EMO002927 | FP-01-SP2-OCC-T004-P007 | 10011063 | AC MOTORTECO;380V,50Hz,45kW,4P,200L,B | Installed | SP2.OC.T7/P1/M | 1045 | https://www.safesave.info/MIC.php?id=Fajar-MotorList1045
EMO002153 | FP-01-SP2-OCC-T003-A002 | 10020925 | AC MOTORTECO;380V,50Hz,30kW,6P,225M,V5 | Installed | SP2.OC.C5/AGT/M | 1046 | https://www.safesave.info/MIC.php?id=Fajar-MotorList1046
EMO003871 | FP-01-SP2-OCC-T002-P005 | 10028745 | AC MOTOR;380V,50HZ,30KW,4P,B | Installed | SP2.OC.T1/P1/M | 1047 | https://www.safesave.info/MIC.php?id=Fajar-MotorList1047
EMO002163 | FP-01-SP2-OCC-T001-P004 | 10010927 | MOTOR AC;ABB75KW;145A;4P;380V;B | Installed | SP2.OC.C1/P2/M | 1048 | https://www.safesave.info/MIC.php?id=Fajar-MotorList1048
EMO000708 | FP-01-SP2-OCC-T001-P003 | 10010624 | AC MOTOR;ABB380V,50Hz,90kW,4P,280M,B3 | Installed | SP2.OC.C1/P1/M | 1049 | https://www.safesave.info/MIC.php?id=Fajar-MotorList1049
EMO002917 | FP-01-SP2-OCC-SR22 | 10011050 | AC MOTOR;380V,50Hz,110kW,6P,315M,B3 | Installed | SP2.OC.RJ-SR/M | 1050 | https://www.safesave.info/MIC.php?id=Fajar-MotorList1050
EMO003636 | FP-01-SP2-OCC-SR21 | 10027434 | AC MOTOR;380V,50Hz,55kW,6P,280M,V5 | Installed | SP2.OCC.PS(F)FL/M | 1051 | https://www.safesave.info/MIC.php?id=Fajar-MotorList1051
EMO004264 | FP-01-SP2-OCC-SR06 | 10027435 | AC MOTOR;MARATHON 380V,55kW,8P,315S,B3 | Installed | SP2.OC.PS(F)2/M | 1052 | https://www.safesave.info/MIC.php?id=Fajar-MotorList1052
EMO002652 | FP-01-SP2-OCC-SR05 | 10010526 | AC MOTOR;380V,50HZ,110KW,6P,B | Installed | SP2.OC.PS(F)1/M | 1053 | https://www.safesave.info/MIC.php?id=Fajar-MotorList1053
EMO002145 | FP-01-SP2-OCC-SR04 |  | MOTOR AC TECO AEEB;150HP;223A;8P;380V;B | Installed | SP2.OC.FRAC/M | 1054 | https://www.safesave.info/MIC.php?id=Fajar-MotorList1054
EMO003791 | FP-01-SP2-OCC-SR03 | 10011120 | AC MOTOR;WUXI HUADA380V,90kW,8P,315L,B3 | Installed | SP2.OC.ADS3/M | 1055 | https://www.safesave.info/MIC.php?id=Fajar-MotorList1055
EMO003790 | FP-01-SP2-OCC-SR02 | 10011120 | AC MOTOR;WUXI HUADA380V,90kW,8P,315L,B3 | Installed | SP2.OC.ADS2/M | 1056 | https://www.safesave.info/MIC.php?id=Fajar-MotorList1056
EMO004261 | FP-01-SP2-OCC-SR01 | 10029311 | AC MOTOR MARATHON;380V,132kW,8P,355M,B3 | Installed | SP2.OC.ADS1/M | 1057 | https://www.safesave.info/MIC.php?id=Fajar-MotorList1057
EMO002137 | FP-01-SP2-OCC-RJ01 | 10010665 | MOTOR ACTECO;55KW 105A;4P;380V;B | Installed | SP2.OC.RJS1/M1 | 1058 | https://www.safesave.info/MIC.php?id=Fajar-MotorList1058
EMO003793 | FP-01-SP2-OCC-PU01-RAGG | 10011009 | AC MOTOR;380V,50Hz,4kW,4P,112M,B5 | Installed | SP2.OCC.PU01.RAGG/M | 1059 | https://www.safesave.info/MIC.php?id=Fajar-MotorList1059
EMO001424 | FP-01-SP2-OCC-PU01-P136 | 10022162 | AC MOTOR ASGEN;380V,50Hz,37kW,4P,225S,B3 | Installed | SP2.OC.PUL1/P3/M | 1060 | https://www.safesave.info/MIC.php?id=Fajar-MotorList1060
EMO001741 | FP-01-SP2-OCC-PU01-P002 | 10020901 | AC MOTOR;380V,50Hz,45kW,4P,225M,B3 | Installed | SP2.PUL1/P2/M | 1061 | https://www.safesave.info/MIC.php?id=Fajar-MotorList1061
EMO002134 | FP-01-SP2-OCC-PU01-P001 |  | MOTOR,AC,225S,ASGEN,45KW,84A,6P,380V | Installed | SP2.PUL1/P1/M | 1062 | https://www.safesave.info/MIC.php?id=Fajar-MotorList1062
EMO003792 | FP-01-SP2-OCC-PU01-OU01 | 10027630 | AC MOTOR;TOSHIBA 380V,2.2kW,6P,112M,B3 | Installed | SP2.PUL1/GB/OU/P/M | 1063 | https://www.safesave.info/MIC.php?id=Fajar-MotorList1063
EMO003747 | FP-01-SP2-OCC-PU01-DRSR | 10010718 | AC MOTOR;380V,50Hz,7.5Kw,4P | Installed | SP2.PUL1.DRS 1/M | 1064 | https://www.safesave.info/MIC.php?id=Fajar-MotorList1064
EMO003748 | FP-01-SP2-OCC-PU01-DRSR | 10010718 | AC MOTORTECO;380V,50Hz,7.5Kw,4P | Installed | SP2.PUL1.DRS 2/M | 1065 | https://www.safesave.info/MIC.php?id=Fajar-MotorList1065
MGM000405 | FP-01-SP2-OCC-PU01-DRSR |  | AC MOTOR,380V,3P,50HZ,0.4KW,4P,VERTICAL | Installed | SP2.PUL1/DRS/SW(O)/GM | 1066 | https://www.safesave.info/MIC.php?id=Fajar-MotorList1066
EMO003851 | FP-01-SP2-OCC-PU01-CRN6 |  | AC MOTOHITACHI;380V,50Hz,0.30kW,4P | Installed | SP2.OCC.PU01.CRN6/RGR | 1067 | https://www.safesave.info/MIC.php?id=Fajar-MotorList1067
EMO003789 | FP-01-SP2-OCC-PU01 | 10011066 | AC MOTOR;TECO 3000V,600kW,6P,450C,B3 | Installed | SP2.PUL1/GB/M | 1068 | https://www.safesave.info/MIC.php?id=Fajar-MotorList1068
EMO004943 | FP-01-SP2-OCC-PAL1-P137 | 10029262 | AC MOTOR;380V,50Hz,18.5kW,4P,180M,B3 | Installed | SP2.OC.PAL1/P1/M | 1069 | https://www.safesave.info/MIC.php?id=Fajar-MotorList1069
EMO004265 | FP-01-SP2-OCC-PAL1 |  | AC MOTOR;MARATHON 380V,75kW,6P,315S,B3 | Installed | SP2.OCC.PAL1/PL-SORTER/M | 1070 | https://www.safesave.info/MIC.php?id=Fajar-MotorList1070
EMO002131 | FP-01-SP2-OCC-CN01 |  | MOTOR AC;11KW;22A;4P;380V;B | Installed | SP2.CON1/GB/M | 1071 | https://www.safesave.info/MIC.php?id=Fajar-MotorList1071
EMO002182 | FP-01-SP2-NDL-TH06 | 10020815 | AC MOTOR;380V,50Hz,7.5kW,4P,132S,V1 | Installed | SP2.ND.THK(SF)1/GB/M | 1072 | https://www.safesave.info/MIC.php?id=Fajar-MotorList1072
MGM000120 | FP-01-SP2-NDL-TH06 |  | AC MOTOR,380V,3P,50HZ,0.37KW,4P,VERTICAL | Installed | SP2.ND.THK(SF)1/SW/GM | 1073 | https://www.safesave.info/MIC.php?id=Fajar-MotorList1073
EMO001752 | FP-01-SP2-NDL-TH05 | 10010929 | AC MOTOR;380V,50HZ,7.5KW,15.2A,4P | Installed | SP2.ND.THK(LF)2/GB/M | 1074 | https://www.safesave.info/MIC.php?id=Fajar-MotorList1074
MGM000356 | FP-01-SP2-NDL-TH05 | 10011034 | MOTORAC,IC-F,SUMITOMO,0.75KW,1.5A,4P380V | Installed | SP2.ND.THK(LF)2/SW/GM | 1075 | https://www.safesave.info/MIC.php?id=Fajar-MotorList1075
EMO000428 | FP-01-SP2-NDL-TH04 | 10010719 | AC MOTOR;380V,50HZ,7.5KW,4P,16A,V | Installed | SP2.ND.THK(LF)1/GB/M | 1076 | https://www.safesave.info/MIC.php?id=Fajar-MotorList1076
EMO003065 | FP-01-SP2-NDL-TH04 | 10011034 | MOTOR,SUMITOMO,0.75KW,1.5A,4P | Installed | SP2.ND.THK(LF)1/SW/GM | 1077 | https://www.safesave.info/MIC.php?id=Fajar-MotorList1077
EMO000813 | FP-01-SP2-NDL-T036-P058 | 10010920 | AC MOTOR;380V,50Hz,37kW,4P,225S,B3 | Installed | SP2.ND.C1B/P1/M | 1078 | https://www.safesave.info/MIC.php?id=Fajar-MotorList1078
EMO003107 | FP-01-SP2-NDL-T036-A008 |  | MOTOR AC;15KW;31,9A;6P;380V;B | Installed | SP2.ND.C1B/AGT/M | 1079 | https://www.safesave.info/MIC.php?id=Fajar-MotorList1079
EMO000753 | FP-01-SP2-NDL-T034-P050 | 10020901 | AC MOTOR;380V,50HZ,45KW,4P,B | Installed | SP2.ND.C9/P1/M | 1080 | https://www.safesave.info/MIC.php?id=Fajar-MotorList1080
EMO000943 | FP-01-SP2-NDL-T033-P049 | 10010920 | AC MOTOR;ABB380V,50Hz,37kW,4P,225S,B3 | Installed | SP2.ND.C8/P1/M | 1081 | https://www.safesave.info/MIC.php?id=Fajar-MotorList1081
EMO002115 | FP-01-SP2-NDL-T033-A016 |  | MOTOR AC;55KW;108A;6P;380V;B | Installed | SP2.ND.C8/AGT/M | 1082 | https://www.safesave.info/MIC.php?id=Fajar-MotorList1082
EMO000483 | FP-01-SP2-NDL-T032-P048 | 10010920 | AC MOTOR;380V,50Hz,37kW,4P,225S,B3 | Installed | SP2.ND.C7/P2/M | 1083 | https://www.safesave.info/MIC.php?id=Fajar-MotorList1083
EMO000422 | FP-01-SP2-NDL-T032-A015 | 10020927 | AC MOTOR;380V,50Hz,22kW,6P,200L,B3 | Installed | SP2.ND.C7/AGT/M | 1084 | https://www.safesave.info/MIC.php?id=Fajar-MotorList1084
EMO002110 | FP-01-SP2-NDL-T030-P046 |  | MOTOR AC;30KW;58A;4P;380V;B | Installed | SP2.ND.C6/P2/M | 1085 | https://www.safesave.info/MIC.php?id=Fajar-MotorList1085
EMO002018 | FP-01-SP2-NDL-T030-P045 | 10011059 | AC MOTOR;380V,50HZ,37KW,4P,B | Installed | SP2.ND.C6/P1/M | 1086 | https://www.safesave.info/MIC.php?id=Fajar-MotorList1086
EMO001993 | FP-01-SP2-NDL-T029-P044 | 10020901 | AC MOTOR;380V,50Hz,45kW,4P,225S,B3 | Installed | SP2.ND.C4/P1/M | 1087 | https://www.safesave.info/MIC.php?id=Fajar-MotorList1087
EMO002840 | FP-01-SP2-NDL-T029-A013 | 10010925 | MOTOR AC;7,5KW;16A;6P;380V;B | Installed | SP2.ND.C4/AGT2/M | 1088 | https://www.safesave.info/MIC.php?id=Fajar-MotorList1088
EMO000572 | FP-01-SP2-NDL-T029-A012 | 10020927 | AC MOTOR;380V,50Hz,22kW,6P,200L,B3 | Installed | SP2.ND.C4/AGT1/M | 1089 | https://www.safesave.info/MIC.php?id=Fajar-MotorList1089
EMO000399 | FP-01-SP2-NDL-T028-P043 | 10010923 | AC MOTOR;380V,50HZ,7.5KW,4P,B | Installed | SP2.ND.T5/P2/M | 1090 | https://www.safesave.info/MIC.php?id=Fajar-MotorList1090
EMO000539 | FP-01-SP2-NDL-T028-P042 | 10010895 | AC MOTOR;380V,50Hz,30KW,4P,200M,B3 | Installed | SP1.MW.T5A/P1/M | 1091 | https://www.safesave.info/MIC.php?id=Fajar-MotorList1091
EMO003665 | FP-01-SP2-NDL-T026-P039 | 10010665 | AC MOTOR;380V,50Hz,55kW,4P,250S,B3 | Installed | SP2.ND.C3/P3/M | 1092 | https://www.safesave.info/MIC.php?id=Fajar-MotorList1092
EMO002175 | FP-01-SP2-NDL-T026-P037 | 10020901 | AC MOTOR;380V,50HZ,45KW,4P,B | Installed | SP2.ND.C3/P1/M | 1093 | https://www.safesave.info/MIC.php?id=Fajar-MotorList1093
EMO002096 | FP-01-SP2-NDL-T023-P034 |  | MOTOR AC;45KW;93A;4P;380V;B | Installed | SP2.ND.T3/P1/M | 1094 | https://www.safesave.info/MIC.php?id=Fajar-MotorList1094
EMO000374 | FP-01-SP2-NDL-T022-P033 | 10020913 | MOTOR AC;22KW;48A;4P;380V;B | Installed | SP2.ND.T2A/P1/M | 1095 | https://www.safesave.info/MIC.php?id=Fajar-MotorList1095
EMO003655 | FP-01-SP2-NDL-T020-P031 | 10011114 | AC MOTOR;380V,50Hz,90kW,4P,280M,B3 | Installed | SP2.ND.C2/P1/M | 1096 | https://www.safesave.info/MIC.php?id=Fajar-MotorList1096
EMO000983 | FP-01-SP2-NDL-T020-A011 | 10020925 | AC MOTOR;380V,50HZ,30KW,6P,B | Installed | SP2.ND.C2/AGT/M | 1097 | https://www.safesave.info/MIC.php?id=Fajar-MotorList1097
EMO002006 | FP-01-SP2-NDL-T019-A010 | 10020913 | AC MOTOR;380V,50Hz,22kW,4P,180L,B3 | Installed | SP2.OC.C1/AGT/GB/M | 1098 | https://www.safesave.info/MIC.php?id=Fajar-MotorList1098
EMO003637 | FP-01-SP2-NDL-SR13 | 10027435 | AC MOTOR ABB M2BA ;380V,55kW,8P,315S,B3 | Installed | SP2.ND.PS(F)2/M | 1099 | https://www.safesave.info/MIC.php?id=Fajar-MotorList1099
EMO000664 | FP-01-SP2-NDL-SR12 | 10010623 | MOTOR;75KW,140A,4P,380V | Installed | SP2.ND.PS(F)1/M | 1100 | https://www.safesave.info/MIC.php?id=Fajar-MotorList1100
EMO003898 | FP-01-SP2-NDL-SR11 | 10031810 | AC MOTOR;380V,50Hz,160kW,8P,355M,B3 | Installed | SP2.ND.SR11/M | 1101 | https://www.safesave.info/MIC.php?id=Fajar-MotorList1101
MGM000697 | FP-01-PM2-DRY-GRP1-DC03 | 10008608 | GR.MOTOR;0.40KW,i=200,GLS-32,TUNG LEE | Installed | PM2.G1.DYC3/DR/GM | 1102 | https://www.safesave.info/MIC.php?id=Fajar-MotorList1102
EMO003633 | FP-01-SP2-NDL-SR08 | 10011118 | AC MOTOR;380V,50Hz,75kW,8P,315M,B3 | Installed | SP2.ND.PS(C)1/M | 1103 | https://www.safesave.info/MIC.php?id=Fajar-MotorList1103
EMO001220 | FP-01-SP2-NDL-RF03 | 10026497 | AC MOTOR;3000V,50Hz,500kW,4P,B | Installed | SP2.NDL.RF03/JILHA/M | 1104 | https://www.safesave.info/MIC.php?id=Fajar-MotorList1104
EMO002078 | FP-01-SP2-NDL-RF02 |  | MOTOR AC;400KW;86A;4P;3000V;B | Installed | SP2.ND.CNR1/GB/M | 1105 | https://www.safesave.info/MIC.php?id=Fajar-MotorList1105
EMO003610 | FP-01-SP2-NDL-RF02 |  | MOTOR,380V,0.0025-01KW,0.4/1.6A,2/8P | Installed | SP2.ND.RF02(KN)/M | 1106 | https://www.safesave.info/MIC.php?id=Fajar-MotorList1106
EMO003808 | FP-01-SP2-NDL-RF02 |  | AC MOTOR;380V,50Hz,0.75kW,4P,80L,B3 | Installed | SP2-NDL-RF02/P(OL)/M | 1107 | https://www.safesave.info/MIC.php?id=Fajar-MotorList1107
EMO000385 | FP-01-SP2-NDL-RF01 |  | AC MOTOR;3000V,50Hz,500kW,4P,450A,B3 | Installed | SP2.ND.DDR1/M | 1108 | https://www.safesave.info/MIC.php?id=Fajar-MotorList1108
EMO002124 | FP-01-SP2-HYD-T144-P252 | 10020632 | AC MOTOR;380V,50Hz,0.75kW,4P,80M,V1 | Installed | SP2.ND.RF1/T(HYD)/P1/M | 1109 | https://www.safesave.info/MIC.php?id=Fajar-MotorList1109
EMO002127 | FP-01-SP2-LUB-T040-P053 | 10010956 | AC MOTOR;380V,50Hz,0.55kW,4P,80M,B5 | Installed | SP2.LUB.RF1/T(LUB)/P2/M | 1110 | https://www.safesave.info/MIC.php?id=Fajar-MotorList1110
Masuk di SP1 | FP-01-SP1-MXW-PU05-P294 | 10010924 | AC MOTOR;380V,50HZ,15KW,4P,30A | Installed | SP1.PUL5/HYP/P1/M | 1111 | https://www.safesave.info/MIC.php?id=Fajar-MotorList1111
EMO000478 | FP-01-SP2-NDL-PU05-P056 | 10026377 | AC MOTORABB;380V,50Hz,18.5kW,4P,180M,B3 | Installed | SP2.PUL5/P1/M | 1112 | https://www.safesave.info/MIC.php?id=Fajar-MotorList1112
EMO002073 | FP-01-SP1-MXW-PU05-HYPG |  | MOTOR AC;55KW;105A;6P;380V;B | Installed | SP1.PUL5/HYP/M | 1113 | https://www.safesave.info/MIC.php?id=Fajar-MotorList1113
EMO002132 | FP-01-SP2-NDL-PU05-DRSR | 10010718 | AC MOTOR;380V,50Hz,7.5Kw,4P | Installed | SP2.PUL5.DRS/M | 1114 | https://www.safesave.info/MIC.php?id=Fajar-MotorList1114
EMO003020 | FP-01-SP1-MXW-PU05 | 10010858 | AC MOTOR;380V,50HZ,160KW,8P | Installed | SP1.PUL5/GB/M | 1115 | https://www.safesave.info/MIC.php?id=Fajar-MotorList1115
EMO003401 | FP-01-SP2-NDL-PU02-RAGG |  | MOTOR AC;0.75KW;2.25A;6P;380V;B | Installed | SP2.PUL2/RAG/M | 1116 | https://www.safesave.info/MIC.php?id=Fajar-MotorList1116
EMO002071 | FP-01-SP2-NDL-PU02-PALS |  | MOTOR AC;132KW;250A;6P;380V;B | Installed | SP2.PUL2/PLS/M | 1117 | https://www.safesave.info/MIC.php?id=Fajar-MotorList1117
EMO000066 | FP-01-SP2-NDL-PU02-P027 | 10010665 | AC MOTORTECO;380V,50Hz,55kW,4P,250S,B3 | Installed | SP2.PUL2.P2/M | 1118 | https://www.safesave.info/MIC.php?id=Fajar-MotorList1118
EMO003199 | FP-01-SP2-NDL-PU02-P026 | 10010684 | AC MOTOR;TECO380V,50Hz,75kW,4P,250M,B3 | Installed | SP2.PUL2/P1/M | 1119 | https://www.safesave.info/MIC.php?id=Fajar-MotorList1119
EMO003563 | FP-01-SP2-NDL-PU02-P025 | 10011046 | AC MOTOR,380V,50HZ,1.5KW,4P | Installed | SP2.PUL2/GB/P(G)1/M | 1120 | https://www.safesave.info/MIC.php?id=Fajar-MotorList1120
EMO002072 | FP-01-SP2-NDL-PU02 |  | MOTOR AC;500KW;114A;4P;3000V;B | Installed | SP2.PUL2/GB/M | 1121 | https://www.safesave.info/MIC.php?id=Fajar-MotorList1121
EMO002932 | FP-01-SP2-NDL-CN05 | 10010713 | AC MOTOR;380V,50HZ,11KW,6P | Installed | SP2.CON5/GB/M | 1122 | https://www.safesave.info/MIC.php?id=Fajar-MotorList1122
EMO003807 | FP-01-SP2-NDL-CN02 |  | AC MOTOR;380V,50Hz,15kW,4P,160L,B35 | Installed | SP2.CON2/GB/M | 1123 | https://www.safesave.info/MIC.php?id=Fajar-MotorList1123
EMO003338 | FP-01-PM2-WRS-T138-BL26 |  | MOTOR | Installed | PM2.CWR.CTW1/BLW/M | 1124 | https://www.safesave.info/MIC.php?id=Fajar-MotorList1124
EMO000841 | FP-01-PM2-WRS-T106-P109 |  | MMOTOR AC;3KW;6,25A;2P;380V;B | Installed | PM2.SWR.T3/P2/M | 1125 | https://www.safesave.info/MIC.php?id=Fajar-MotorList1125
EMO002647 | FP-01-PM2-WRS-T106-P108 |  | MOTOR;3KW,6.3A,2P,380V,VERTICAL | Installed | PM2.SWR.T3/P1/M | 1126 | https://www.safesave.info/MIC.php?id=Fajar-MotorList1126
EMO003913 | FP-01-PM2-WRS-T105-P107 |  | AC MOTOR;380V,50Hz,45kW,2P,225M,B3 | Installed | PM2.SWR.T2/P3A/M | 1127 | https://www.safesave.info/MIC.php?id=Fajar-MotorList1127
EMO000838 | FP-01-PM2-WRS-T105-P106 |  | AC MOTOR;380,50HZ,110KW,4P,205A,B | Installed | PM2.SWR.T2/P3/M | 1128 | https://www.safesave.info/MIC.php?id=Fajar-MotorList1128
EMO000837 | FP-01-PM2-WRS-T105-P105 |  | AC MOTOR SIEMENS ;380V,50HZ,90KW,2P,157A,B | Installed | PM2.SWR.T2/P2A/M | 1129 | https://www.safesave.info/MIC.php?id=Fajar-MotorList1129
EMO003122 | FP-01-PM2-WRS-T105-P104 | 10010854 | AC MOTOR SIEMENS;380V,50Hz,90kW,2P,280M,B3 | Installed | PM2.SWR.T2/P2/M | 1130 | https://www.safesave.info/MIC.php?id=Fajar-MotorList1130
MGM000698 | FP-01-PM2-DRY-GRP1-DC05 | 10008608 | GR.MOTOR;0.40KW,i=200,GLS-32,TUNG LEE | Installed | PM2.G1.DYC5/DR/GM | 1131 | https://www.safesave.info/MIC.php?id=Fajar-MotorList1131
EMO000835 | FP-01-PM2-WRS-T105-P103 |  | AC MOTOR;380V,50HZ,132KW,2P,225A,B | Installed | PM2.SWR.T2/P1A/M | 1132 | https://www.safesave.info/MIC.php?id=Fajar-MotorList1132
EMO003190 | FP-01-PM2-WRS-T105-P102 | 10010544 | AC MOTOR;380V,50Hz,132kW,2P,315S,B3 | Installed | PM2.SWR.T2/P1(P 852)/M | 1133 | https://www.safesave.info/MIC.php?id=Fajar-MotorList1133
EMO002988 | FP-01-PM2-WRS-PRS2 |  | MOTOR,AC | Installed | PM2.P2.BOT FELT/SW(O)/M | 1134 | https://www.safesave.info/MIC.php?id=Fajar-MotorList1134
EMO000260 | FP-01-PM2-WRS-FU14-P133 |  | MOTOR AC;30KW;55,4A;2P;380V;B | Installed | MODIFIED | 1135 | https://www.safesave.info/MIC.php?id=Fajar-MotorList1135
EMO000062 | FP-01-PM2-WRS-FU12-P132 |  | MOTOR AC;30KW;55,4A;2P;380V;B | Installed | MODIFIED | 1136 | https://www.safesave.info/MIC.php?id=Fajar-MotorList1136
EMO003458 | FP-01-PM2-WET-PRS1-PSRT |  | DC MOTOR;460V,150kW,240A | Installed | PM2.P2.TR/GB/M | 1137 | https://www.safesave.info/MIC.php?id=Fajar-MotorList1137
EMO002076 | FP-01-PM2-VAS-VP13 | 10020908 | AC MOTOR;380V,50Hz,200kW,8P,355M,B3 | Installed | PM2.VAC.VP7A/M | 1138 | https://www.safesave.info/MIC.php?id=Fajar-MotorList1138
EMO000823 | FP-01-PM2-VAS-VP12 |  | MOTOR AC TECO AECT ;410KW;96.1A;6P;3000V;B | Installed | PM2.VAC.VP10/M | 1139 | https://www.safesave.info/MIC.php?id=Fajar-MotorList1139
EMO000822 | FP-01-PM2-VAS-VP11 |  | MOTOR AC;250KW;56A;6P;3000V;B | Installed | PM2.VAC.VP9/M | 1140 | https://www.safesave.info/MIC.php?id=Fajar-MotorList1140
EMO000821 | FP-01-PM2-VAS-VP10 |  | MOTOR AC;250KW;56A;6P;3000V;B | Installed | PM2.VAC.VP8/M | 1141 | https://www.safesave.info/MIC.php?id=Fajar-MotorList1141
EMO000820 | FP-01-PM2-VAS-VP09 |  | MOTOR AC;250KW;62A;6P;3000V;B | Installed | PM2.VAC.VP7/M | 1142 | https://www.safesave.info/MIC.php?id=Fajar-MotorList1142
EMO000819 | FP-01-PM2-VAS-VP08 |  | MOTOR AC ASGEN ;184KW;48A;12P;3000V;B | Installed | PM2.VAC.VP6/M | 1143 | https://www.safesave.info/MIC.php?id=Fajar-MotorList1143
EMO000818 | FP-01-PM2-VAS-VP07 |  | MOTOR AC ASGEN ;184KW;48A;12P;3000V;B | Installed | PM2.VAC.VP5/M | 1144 | https://www.safesave.info/MIC.php?id=Fajar-MotorList1144
EMO000817 | FP-01-PM2-VAS-VP06 |  | MOTOR AC ABB 355L ;250KW;62A;6P;3000V;B | Installed | PM2.VAC.VP4/M | 1145 | https://www.safesave.info/MIC.php?id=Fajar-MotorList1145
EMO000816 | FP-01-PM2-VAS-VP05 |  | MOTOR AC ASGEN ;184KW;48A;12P;3000V;B | Installed | PM2.VAC.VP3/M | 1146 | https://www.safesave.info/MIC.php?id=Fajar-MotorList1146
EMO000815 | FP-01-PM2-VAS-VP04 |  | MOTOR AC TECO AEJK ;250KW;61,7A;6P;3000V;B | Installed | PM2.VAC.VP2/M | 1147 | https://www.safesave.info/MIC.php?id=Fajar-MotorList1147
EMO000814 | FP-01-PM2-VAS-VP03 |  | MOTOR AC TECO AECT ;410KW;97.1A;6P;3000V;B | Installed | PM2.VAC.VP1/M | 1148 | https://www.safesave.info/MIC.php?id=Fajar-MotorList1148
EMO003968 | FP-01-PM2-VAS-T134-P143 | 10010668 | AC MOTOR TECO;380V,50Hz,75kW,4P,250M,B3 | Installed | PM2.SEALING W/P2/M | 1149 | https://www.safesave.info/MIC.php?id=Fajar-MotorList1149
EMO003754 | FP-01-PM2-VAS-T134-P142 | 10034663 | MOTOR,HJN1-280M2,MARATHON,90KW,160A,380 | Installed | PM2.SEALING W/P1/M | 1150 | https://www.safesave.info/MIC.php?id=Fajar-MotorList1150
EMO004946 | FP-01-PM2-VAS-T093-P087 | 10010918 | AC MOTOR;380V,50HZ,11KW,4P,32A | Installed | PM2.VAC.T(DLG)8/P2/M | 1151 | https://www.safesave.info/MIC.php?id=Fajar-MotorList1151
EMO000811 | FP-01-PM2-VAS-T092-P086 | 10010924 | MOTOR AC ABB MBT ;15KW;30A;4P;380V;B | Installed | PM2.VAC.T(DLG)7/P1/M | 1152 | https://www.safesave.info/MIC.php?id=Fajar-MotorList1152
EMO000706 | FP-01-PM2-VAS-T081-P084 | 10010607 | MOTOR,AC,MBT180MV,ABB,18.5KW,38A,4P,380V | Installed | PM2.VAC.T(DLG)5/P1/M | 1153 | https://www.safesave.info/MIC.php?id=Fajar-MotorList1153
EMO003134 | FP-01-PM2-VAS-T078-P083 | 10010619 | AC MOTOR;380V,50Hz,55kW,4P,250M,B3 | Installed | PM2.VAC.T(DLG)4/P1/M | 1154 | https://www.safesave.info/MIC.php?id=Fajar-MotorList1154
EMO001835 | FP-01-PM2-VAS-T077-P082 |  |  | Installed | PM2.VAC.VS1B/P1/M | 1155 | https://www.safesave.info/MIC.php?id=Fajar-MotorList1155
EMO001005 | FP-01-PM2-VAS-BL25 |  | MOTOR;3,2KW;5,6A;2P;380V;B | Installed | PM2.VAC AIR.T/BLW2/M (VAAHTO) | 1156 | https://www.safesave.info/MIC.php?id=Fajar-MotorList1156
EMO000860 | FP-01-PM2-VAS-BL24 |  | MOTOR;2,2KW;5,6A;2P;380V;B | Installed | PM2.VAC AIR.T/BLW1/M (VAAHTO) | 1157 | https://www.safesave.info/MIC.php?id=Fajar-MotorList1157
EMO000805 | FP-01-PM2-VAS-BL07 |  | MOTOR;ASEN 30KW;64A;2P;380V | Installed | PM2.VAC.BLW4/M | 1158 | https://www.safesave.info/MIC.php?id=Fajar-MotorList1158
EMO002075 | FP-01-PM2-VAS-BL06 |  | MOTOR AC SIEMENS ;15KW;30A;4P;380V;B | Installed | PM2.VAC.BLW3/M | 1159 | https://www.safesave.info/MIC.php?id=Fajar-MotorList1159
EMO000278 | FP-01-PM2-VAS-BL05 | 10010686 | AC MOTOR TECO ;380V,50Hz,90kW,2P,280S,B | Installed | PM2.VAC.BLW5/M | 1160 | https://www.safesave.info/MIC.php?id=Fajar-MotorList1160
EMO000802 | FP-01-PM2-VAS-BL04 |  | MOTOR AC LEROY SOMER;7,5KW;15,8A;4P;380V;B | Installed | PM2.VAC.BLW2/M | 1161 | https://www.safesave.info/MIC.php?id=Fajar-MotorList1161
EMO000801 | FP-01-PM2-VAS-BL03 |  | AC MOTOR FUJI ;380V,50HZ,7.5KW,16A,3PHASE | Installed | PM2.VAC.BLW1/M | 1162 | https://www.safesave.info/MIC.php?id=Fajar-MotorList1162
EMO002894 | FP-01-PM2-STC-T135-P144 |  | MOTOR;55KW;105A | Installed | PM2.STC.T1/P1/M | 1163 | https://www.safesave.info/MIC.php?id=Fajar-MotorList1163
EMO003303 | FP-01-PM2-STC-T133-P293 | 10010603 | AC MOTOR TECO AEEB ;380KW,50HZ,15KW,6P,B | Installed | PM2.STC.CDS/VP/M | 1164 | https://www.safesave.info/MIC.php?id=Fajar-MotorList1164
EMO000525 | FP-01-PM2-STC-T133-P134 | 10010674 | AC MOTOR; TECI AEEB 380V,50Hz,15kW,6P,180L,B3 | Installed | PM2.STC.CDS/VP1/M | 1165 | https://www.safesave.info/MIC.php?id=Fajar-MotorList1165
EMO000799 | FP-01-PM2-STC-T109-P114 |  | MOTOR AC;22KW;42A;4P;380V;B | Installed | PM2.STC.T(DN)1/P2/M | 1166 | https://www.safesave.info/MIC.php?id=Fajar-MotorList1166
EMO000798 | FP-01-PM2-STC-T109-P113 |  | MOTOR AC;18,5KW;34,4A;4P;380V;B | Installed | PM2.STC.T(DN)1/P1/M | 1167 | https://www.safesave.info/MIC.php?id=Fajar-MotorList1167
EMO003848 | FP-01-PM2-STC-T108-P112 | 10027255 | AC MOTOR;380V,50Hz,4kW,4P,112M,B3 | Installed | PM2.STC.T(FL)4/P1/M | 1168 | https://www.safesave.info/MIC.php?id=Fajar-MotorList1168
EMO000796 | FP-01-PM2-STC-T107-P111 |  | MOTOR AC;18,5KW;33,7A;2P;380V;B | Installed | PM2.STC.T(FL)/P2/M | 1169 | https://www.safesave.info/MIC.php?id=Fajar-MotorList1169
EMO000795 | FP-01-PM2-STC-T107-P110 | 10010924 | AC MOTOR;380V,50HZ,15KW,4P,30A,B | Installed | PM2.STC.T(FL)/P1/M | 1170 | https://www.safesave.info/MIC.php?id=Fajar-MotorList1170
EMO000397 | FP-01-PM2-STA-T242-P250 | 10027256 | AC MOTOR;480V,60HZ,8.6KW,15A,3P | Installed | CH2.STA.T11/P3/M | 1171 | https://www.safesave.info/MIC.php?id=Fajar-MotorList1171
EMO001617 | FP-01-PM2-STA-T242-P249 | 10010692 | AC MOTOR;380V,50HZ,7.5KW,4P,B | Installed | CH2.STA.T11/P2/M | 1172 | https://www.safesave.info/MIC.php?id=Fajar-MotorList1172
EMO003864 | FP-01-PM2-STA-T242-P248 | 10027158 | AC.MOTOR;380V,50Hz,7.5kW,4P,132M,B3 | Installed | CH2.STA.T11/P1/M | 1173 | https://www.safesave.info/MIC.php?id=Fajar-MotorList1173
EMO000350 | FP-01-PM2-STA-T242-A094 |  | AC MOTOR;380V,3.7KW,7.5A | Installed | CH2.STA.T11/AGT/M | 1174 | https://www.safesave.info/MIC.php?id=Fajar-MotorList1174
EMO000398 | FP-01-PM2-RJS-T132-P135 | 10010923 | AC MOTOR;380V,50Hz,7.5kW,4P,132M,B3 | Installed | PM2.REJECT FINAL/P1/M | 1175 | https://www.safesave.info/MIC.php?id=Fajar-MotorList1175
EMO003153 | FP-01-PM2-MCS-BL19 | 10010902 | AC MOTOR;380V,50HZ,22KW,4P,40A | Installed | PM2.MCS.BLW2/M | 1176 | https://www.safesave.info/MIC.php?id=Fajar-MotorList1176
EMO000792 | FP-01-PM2-MCS-BL18 |  | AC MOTOR;380V,50HZ,15KW,6P,31.9A | Installed | PM2.MCS.BLW1/M | 1177 | https://www.safesave.info/MIC.php?id=Fajar-MotorList1177
EMO003392 | FP-01-PM2-LUB-T140-P298 |  | AC MOTOR;380V,50HZ,2.2KW,4.98A,3PHASE | Installed | PM2.LUB.TRANSFER 2.TANK/M2 | 1178 | https://www.safesave.info/MIC.php?id=Fajar-MotorList1178
EMO003393 | FP-01-PM2-LUB-T140-P297 |  | AC MOTOR;380V,50HZ,2.2KW,4.98A,3PHASE | Installed | PM2.LUB.TRANSFER 2.TANK/M1 | 1179 | https://www.safesave.info/MIC.php?id=Fajar-MotorList1179
EMO003395 | FP-01-PM2-LUB-T139-P296 |  | AC MOTOR;380V,50HZ,3.7KW,6.5A | Installed | PM2.LUB.TRANSFER 1.TANK/M2 | 1180 | https://www.safesave.info/MIC.php?id=Fajar-MotorList1180
EMO003394 | FP-01-PM2-LUB-T139-P295 |  | AC MOTOR;380V,50HZ,4KW,7.2A | Installed | PM2.LUB.TRANSFER 1.TANK/M1 | 1181 | https://www.safesave.info/MIC.php?id=Fajar-MotorList1181
EMO000059 | FP-01-PM2-LUB-T129-P131 |  | MOTOR AC ABB ;5,5KW;11,5A;4P;380V;V | Installed | M1-2646 | 1182 | https://www.safesave.info/MIC.php?id=Fajar-MotorList1182
EMO000052 | FP-01-PM2-LUB-T129-P130 |  | MOTOR AC ABB ;37KW;72A;4P;380V;V | Installed | M1-2645 | 1183 | https://www.safesave.info/MIC.php?id=Fajar-MotorList1183
EMO000049 | FP-01-PM2-LUB-T129-P129 |  | MOTOR AC ABB ;22KW;40,9A;4P;380V;V | Installed | M1-2644 | 1184 | https://www.safesave.info/MIC.php?id=Fajar-MotorList1184
EMO000044 | FP-01-PM2-LUB-T129-P128 |  | MOTOR AC ABB ;22KW;40,9A;4P;380V;V | Installed | M1-2643 | 1185 | https://www.safesave.info/MIC.php?id=Fajar-MotorList1185
EMO000040 | FP-01-PM2-LUB-T129-P127 |  | MOTOR AC ABB ;75KW;140A;4P;380V;B | Installed | M1-2642 | 1186 | https://www.safesave.info/MIC.php?id=Fajar-MotorList1186
EMO000038 | FP-01-PM2-LUB-T129-P126 |  | MOTOR AC ABB;75KW;140A;4P;380V;B | Installed | M1-2641 | 1187 | https://www.safesave.info/MIC.php?id=Fajar-MotorList1187
EMO000791 | FP-01-PM2-LUB-T121-P125 |  | MOTOR | Installed | PM2.MC.HP2-4B/M | 1188 | https://www.safesave.info/MIC.php?id=Fajar-MotorList1188
EMO000790 | FP-01-PM2-LUB-T121-P124 |  | MOTOR | Installed | PM2.MC.HP2-4A/M | 1189 | https://www.safesave.info/MIC.php?id=Fajar-MotorList1189
EMO000789 | FP-01-PM2-LUB-T120-P123 |  | AC MOTOR ABB MBT ;380V,50HZ,7.5KW,15A | Installed | PM2.LUB.GP4B/M | 1190 | https://www.safesave.info/MIC.php?id=Fajar-MotorList1190
EMO000788 | FP-01-PM2-LUB-T120-P122 |  | AC MOTOR ABB MBT ;380V,50HZ,7.5KW,15A | Installed | PM2.LUB.GP4A/M | 1191 | https://www.safesave.info/MIC.php?id=Fajar-MotorList1191
EMO003400 | FP-01-PM2-LUB-T119-P121 |  | AC MOTOR;380V,50HZ,18.5KW,4P,34.4A,B | Installed | PM2.LUB.GP3B/M | 1192 | https://www.safesave.info/MIC.php?id=Fajar-MotorList1192
EMO003964 | FP-01-PM2-LUB-T119-P120 |  | AC MOTOR;380V,50Hz,30kW,4P,200L,B3 | Installed | PM2.LUB.GP3A/M | 1193 | https://www.safesave.info/MIC.php?id=Fajar-MotorList1193
EMO003089 | FP-01-PM2-LUB-T118-P118 | 10010773 | AC MOTOR;380V,50Hz,2.25kW,4P,184T,B3 | Installed | PM2.LUB.GP2A/M | 1194 | https://www.safesave.info/MIC.php?id=Fajar-MotorList1194
EMO003340 | FP-01-PM2-HYD-T122-P256 | 10023413 | MOTOR ;60HZ;14.1A;4P;380V | Installed | PM2.MC.HP2-03/M | 1195 | https://www.safesave.info/MIC.php?id=Fajar-MotorList1195
EMO002524 | FP-01-PM2-HYD-T122-P255 |  | MOTOR | Installed | PM2.MC.HP2-03/M | 1196 | https://www.safesave.info/MIC.php?id=Fajar-MotorList1196
EMO000783 | FP-01-PM2-HYD-T117-P117 |  | AC MOTOR ABB MBT ;380V,50HZ,7.5KW,15A | Installed | PM2.HYD.GP1B/M | 1197 | https://www.safesave.info/MIC.php?id=Fajar-MotorList1197
EMO000782 | FP-01-PM2-HYD-T117-P116 |  | AC MOTOR ABB MBT ;380V,50HZ,7.5KW,15A | Installed | PM2.HYD.GP1A/M | 1198 | https://www.safesave.info/MIC.php?id=Fajar-MotorList1198
EMO002893 | FP-01-PM2-HOO-BL23 |  | AC MOTOR;380V,50HZ,90KW,4P,168A,3PHASE | Installed | PM2.G1.PUB.1-3/M | 1199 | https://www.safesave.info/MIC.php?id=Fajar-MotorList1199
EMO002819 | FP-01-PM2-HOO-BL22 |  | AC MOTOR;380V,50HZ,11KW,2P,20.5A | Installed | PM2.HOO.FDF2 | 1200 | https://www.safesave.info/MIC.php?id=Fajar-MotorList1200
EMO000006 | FP-01-PM2-HOO-BL21 |  | AC MOTOR SIEMENS;380V,50HZ,11KW,2P,20.5A | Installed | PM2.HOO.FDF1 | 1201 | https://www.safesave.info/MIC.php?id=Fajar-MotorList1201
EMO000781 | FP-01-PM2-HOO-BL17 |  | MOTOR | Installed | PM2.HOO.BLW1/M | 1202 | https://www.safesave.info/MIC.php?id=Fajar-MotorList1202
EMO000780 | FP-01-PM2-HOO-BL16 |  | MOTOR AC;55KW;103A;4P;380V;B | Installed | PM2.HOO.ECO2/IDF/M | 1203 | https://www.safesave.info/MIC.php?id=Fajar-MotorList1203
EMO000779 | FP-01-PM2-HOO-BL15 |  | MOTOR AC;110KW;200A;4P;380V;B | Installed | PM2.HOO.ECO2/FDF/M | 1204 | https://www.safesave.info/MIC.php?id=Fajar-MotorList1204
EMO002943 | FP-01-PM2-HOO-BL14 | 10010807 | AC MOTOR;380V,50Hz,3.7kW,2P,B3 | Installed | PM2.HOO.BUR2/FDF/M | 1205 | https://www.safesave.info/MIC.php?id=Fajar-MotorList1205
EMO000776 | FP-01-PM2-HOO-BL12 |  | MOTOR AC;55KW;103A;4P;380V;B | Installed | PM2.HOO.ECO1/IDF/M | 1206 | https://www.safesave.info/MIC.php?id=Fajar-MotorList1206
EMO003235 | FP-01-PM2-HOO-BL11 | 10010952 | MOTOR,AC,315,110KW,201A,4P,380V | Installed | PM2.HOO.ECO1.FDF/M | 1207 | https://www.safesave.info/MIC.php?id=Fajar-MotorList1207
EMO002623 | FP-01-PM2-HOO-BL10 | 10010807 | AC MOTOR;380V,50Hz,3.7kW,2P,112M,B3 | Installed | PM2.HOO.BUR1/FDF/M | 1208 | https://www.safesave.info/MIC.php?id=Fajar-MotorList1208
EMO000773 | FP-01-PM2-HOO-BL09 |  | AC MOTOR;380V,50HZ,37KW,4P,72A | Installed | PM2.HOO.IDF1/M | 1209 | https://www.safesave.info/MIC.php?id=Fajar-MotorList1209
EMO000693 | FP-01-PM2-CUT-RWD1-BL23 |  | UNWINDER/BLW DC/M;2,2KW;4,7A | Installed | PM2.RE(BH).UNW/BLW/M | 1210 | https://www.safesave.info/MIC.php?id=Fajar-MotorList1210
EMO000694 | FP-01-PM2-CUT-RWD1-BL22 | 10010650 | AC MOTOR;380V,50Hz,37kW,2P,200L,B3 | Installed | PM2.RE(BH).BLW/M | 1211 | https://www.safesave.info/MIC.php?id=Fajar-MotorList1211
EMO000697 | FP-01-PM2-CUT-RDR1-BL21 |  | REAR DRUM/BLW DC/M | Installed | PM2.RE(BH).RDR.BLW/M | 1212 | https://www.safesave.info/MIC.php?id=Fajar-MotorList1212
EMO000696 | FP-01-PM2-CUT-FDR1-BL20 |  | FRONT DRUM/BLW DC/M | Installed | PM2.RE(BH).FDR.BLW/M | 1213 | https://www.safesave.info/MIC.php?id=Fajar-MotorList1213
EMO000759 | FP-01-PM2-BRS-TH08 |  | MOTOR AC;11KW;23A;4P;380V;B | Installed | PM2.BR.DSF/M | 1214 | https://www.safesave.info/MIC.php?id=Fajar-MotorList1214
EMO004021 | FP-01-PM2-BRS-TH07 | 10031916 | MOTOR AC;7,5KW;16,3A;4P;380V;V | Installed | PM2.BR.THK7/M | 1215 | https://www.safesave.info/MIC.php?id=Fajar-MotorList1215
EMO000757 | FP-01-PM2-BRS-T104-P098 |  | MOTOR AC;18,5KW;34,4A;4P;380V;B | Installed | PM2.BR.THK1/P1/M | 1216 | https://www.safesave.info/MIC.php?id=Fajar-MotorList1216
EMO002975 | FP-01-PM2-BRS-T102-P101 | 10010964 | AC MOTOR;380V,50HZ,75KW,2P,B | Installed | PM2.BR.C9/P3/M | 1217 | https://www.safesave.info/MIC.php?id=Fajar-MotorList1217
EMO000624 | FP-01-PM2-BRS-T102-P100 | 10010623 | AC MOTOR;380V,50Hz,75kW,4P,280S,B35 | Installed | PM2.BR.C9/P2/M | 1218 | https://www.safesave.info/MIC.php?id=Fajar-MotorList1218
EMO002866 | FP-01-PM2-BRS-T102-P099 | 10011115 | MOTOR,AC,280 S HWADA,75KW,140A,4P,380V | Installed | PM2.BR.C9/P1/M | 1219 | https://www.safesave.info/MIC.php?id=Fajar-MotorList1219
EMO002005 | FP-01-PM2-BRS-T101-P097 | 10010653 | MOTOR AC;110KW;205A;4P;380V;B | Installed | PM2.BR.C8/P1/M | 1220 | https://www.safesave.info/MIC.php?id=Fajar-MotorList1220
EMO000962 | FP-01-PM2-BRS-T100-P095 | 10020901 | AC MOTOR;380V,50HZ,45KW,4P,B | Installed | PM2.BR.C7/P1/M | 1221 | https://www.safesave.info/MIC.php?id=Fajar-MotorList1221
EMO000750 | FP-01-PM2-BRS-T100-A034 |  | MOTOR AC;55KW;108A;6P;380V;B | Installed | PM2.BR.C7/AGT/M | 1222 | https://www.safesave.info/MIC.php?id=Fajar-MotorList1222
EMO000749 | FP-01-PM2-BRS-T099-P094 |  | MOTOR AC ABB HXR 250M;75KW;141A;4P;380V;B | Installed | PM2.BR.C5/P1/M | 1223 | https://www.safesave.info/MIC.php?id=Fajar-MotorList1223
EMO004008 | FP-01-PM2-BRS-T099-A033 | 10027432 | MOTOR AC MARATHON ;30KW;59.2A;6P;380V;B | Installed | PM2.BR.C5/AGT C/M | 1224 | https://www.safesave.info/MIC.php?id=Fajar-MotorList1224
EMO000362 | FP-01-PM2-BRS-T099-A032 |  | MOTOR AC TECO AEEB ;15KW;31,9A;6P;380V;B | Installed | PM2.BR.C5/AGT B/M | 1225 | https://www.safesave.info/MIC.php?id=Fajar-MotorList1225
EMO000745 | FP-01-PM2-BRS-T098-P093 |  | MOTOR AC ABB M2BA 250S;55KW;103A;4P;380V;B | Installed | PM2.BR.C4/P2/M | 1226 | https://www.safesave.info/MIC.php?id=Fajar-MotorList1226
EMO005304 | FP-01-PM2-BRS-T098-P092 |  |  | Installed | PM2.BR.C4/P1/M | 1227 | https://www.safesave.info/MIC.php?id=Fajar-MotorList1227
EMO000743 | FP-01-PM2-BRS-T098-A030 |  | MOTOR AC ABB HXR 355L;200KW;445A;8P;380V;B | Installed | PM2.BR.C4/AGT/M | 1228 | https://www.safesave.info/MIC.php?id=Fajar-MotorList1228
EMO000742 | FP-01-PM2-BRS-T097-P091 |  | MOTOR AC ABB M2BA 280S;90KW;165A;4P;380V | Installed | PM2.BR.C3/P1/M | 1229 | https://www.safesave.info/MIC.php?id=Fajar-MotorList1229
EMO000741 | FP-01-PM2-BRS-T097-A029 |  | MOTOR AC TECO;250KW;62,9A;8P;3000V;B | Installed | PM2.BR.C3/AGT/GB/M | 1230 | https://www.safesave.info/MIC.php?id=Fajar-MotorList1230
EMO000740 | FP-01-PM2-BRS-T096-P090 |  | MOTOR AC ABB M2BA 280S;90KW;165A;4P;380V;B | Installed | PM2.BR.C2/P1/M | 1231 | https://www.safesave.info/MIC.php?id=Fajar-MotorList1231
EMO000739 | FP-01-PM2-BRS-T096-A028 |  | MOTOR AC ABB M2BA 355S;160KW;315A;8P;380V;B | Installed | PM2.BR.C2/AGT B/M | 1232 | https://www.safesave.info/MIC.php?id=Fajar-MotorList1232
EMO000738 | FP-01-PM2-BRS-T096-A027 |  | MOTOR AC ABB M2BA 355S;160KW;315A;8P;380V;B | Installed | PM2.BR.C2/AGT A/M | 1233 | https://www.safesave.info/MIC.php?id=Fajar-MotorList1233
EMO000737 | FP-01-PM2-BRS-T095-P089 |  | MOTOR AC;22KW;43A;4P;380V;B | Installed | PM2.BR.C1/P1/M | 1234 | https://www.safesave.info/MIC.php?id=Fajar-MotorList1234
EMO000736 | FP-01-PM2-BRS-T095-A026 |  | MOTOR AC CGE;315 MB6;110KW;207A;6P;380V;B | Installed | PM2.BR.C1/AGT B/GB/M | 1235 | https://www.safesave.info/MIC.php?id=Fajar-MotorList1235
EMO000735 | FP-01-PM2-BRS-T095-A025 |  | MOTOR AC CGE 315MA6 ;200HP;280A;6P;380V;B | Installed | PM2.BR.C1/AGT A/GB/M | 1236 | https://www.safesave.info/MIC.php?id=Fajar-MotorList1236
EMO000760 | FP-01-PM2-BRS-FU01 |  | MOTOR;5HP | Installed | PM2.BR.FIL1/M | 1237 | https://www.safesave.info/MIC.php?id=Fajar-MotorList1237
EMO002172 | FP-01-PM2-AP3-T065-P080 | 10010768 |  | Installed | SP2.PUL5.P3 | 1238 | https://www.safesave.info/MIC.php?id=Fajar-MotorList1238
EMO000994 | FP-01-PM2-AP3-T064-P079 | 10010918 | AC MOTOR;380V,50HZ,11KW,4P,32A | Installed | PM2.APP3.T5/P1/M | 1239 | https://www.safesave.info/MIC.php?id=Fajar-MotorList1239
EMO000730 | FP-01-PM2-AP3-T063-P078 |  | MOTOR AC STROMBERG HXUR ;18,5KW;37,6A;4P;380V;B | Installed | PM2.APP3.T4/P1/M | 1240 | https://www.safesave.info/MIC.php?id=Fajar-MotorList1240
EMO003331 | FP-01-PM2-AP3-T063-A024 | 10011070 | AC MOTOR TECO;380V,50Hz,7.5kW,6P,160S,B3 | Installed | PM2.APP3.T4/AGT/M | 1241 | https://www.safesave.info/MIC.php?id=Fajar-MotorList1241
EMO000728 | FP-01-PM2-AP3-T062-P077 |  | MOTOR ACABB MBT 225S;37KW;74A;4P;380V;B | Installed | PM2.APP3.T3/P1/M | 1242 | https://www.safesave.info/MIC.php?id=Fajar-MotorList1242
EMO000727 | FP-01-PM2-AP3-T061-P076 |  | MOTOR AC ABB M2BA 200M ;30KW;59A;4P;380V;B | Installed | PM2.APP3.T2/P2/M | 1243 | https://www.safesave.info/MIC.php?id=Fajar-MotorList1243
EMO000555 | FP-01-PM2-AP3-T060-P075 | 10020915 | AC MOTOR ;380V,50Hz,15kW,4P,160L,B3 | Installed | PM2.APP3.T2/P1/M | 1244 | https://www.safesave.info/MIC.php?id=Fajar-MotorList1244
EMO003039 | FP-01-PM2-AP3-T059-P074 | 10010907 | MOTOR,AC,M2BA315,ABB,200KW,366A,4P,380V | Installed | PM2.APP3.SL/P(FN)/M | 1245 | https://www.safesave.info/MIC.php?id=Fajar-MotorList1245
EMO002973 | FP-01-PM2-AP3-T058-P073 | 10010622 | AC MOTOR;380V,50Hz,75kW,4P,139A | Installed | PM2.APP3.C1/P1/M | 1246 | https://www.safesave.info/MIC.php?id=Fajar-MotorList1246
EMO000723 | FP-01-PM2-AP3-T058-A023 | 10010674 | AC MOTOR ABB M2BAQ 180L ;380V,50HZ,15KW,6P | Installed | PM2.APP3.C1/AGT/M | 1247 | https://www.safesave.info/MIC.php?id=Fajar-MotorList1247
EMO002991 | FP-01-PM2-AP3-SR20 | 10010968 | AC MOTOR;380V,50HZ,37KW,6P,B | Installed | PM2.APP3.PS2/M | 1248 | https://www.safesave.info/MIC.php?id=Fajar-MotorList1248
EMO002978 | FP-01-PM2-AP3-SR19 | 10010966 | AC MOTOR;380V,50Hz,132kW,8P,355S,B35 | Installed | PM2.APP3.PS1/M | 1249 | https://www.safesave.info/MIC.php?id=Fajar-MotorList1249
EMO000720 | FP-01-PM2-AP2-T056-P072 |  | MOTOR AC ABB MBT ;15KW;30A;4P;380V;B | Installed | PM2.APP2.T4/P1/M | 1250 | https://www.safesave.info/MIC.php?id=Fajar-MotorList1250
EMO000117 | FP-01-PM2-AP2-T055-P071 | 10010721 | AC MOTOR;380V,50HZ,11KW,4P,22.3A | Installed | PM2.APP2.T3/P1/M | 1251 | https://www.safesave.info/MIC.php?id=Fajar-MotorList1251
EMO000292 | FP-01-PM2-AP2-T053-P070 | 10010899 | AC MOTOR;380V,50HZ,11KW,4P,B | Installed | PM2.APP2.T2/P1/M | 1252 | https://www.safesave.info/MIC.php?id=Fajar-MotorList1252
EMO000725 | FP-01-PM2-AP2-T052-P069 | 10010907 | MOTOR,AC,M2BA315,ABB,200KW,366A,4P,380V | Installed | PM2.APP2.SL/P(FN)/M | 1253 | https://www.safesave.info/MIC.php?id=Fajar-MotorList1253
EMO000716 | FP-01-PM2-AP2-T051-P068 |  | MOTOR AC;60HP;93A;4P;380V;B | Installed | PM2.APP2.C2/P1/M | 1254 | https://www.safesave.info/MIC.php?id=Fajar-MotorList1254
EMO000110 | FP-01-PM2-AP2-T051-A022 | 10020927 | AC MOTOR;380V,50HZ,30KW,6P,200L,B3 | Installed | PM2.APP2.C2/AGT/M | 1255 | https://www.safesave.info/MIC.php?id=Fajar-MotorList1255
EMO001212 | FP-01-PM2-AP2-T050-P067 | 10027666 | AC MOTOR;380V,50Hz,55kW,4P,250M,B3 | Installed | PM2.APP2.C1/P1/M | 1256 | https://www.safesave.info/MIC.php?id=Fajar-MotorList1256
EMO005015 | FP-01-PM2-AP2-T050-A021 | 10010661 | AC MOTOR;380V,50HZ,22KW,8P,B | Installed | PM2.APP2.C1/AGT/M | 1257 | https://www.safesave.info/MIC.php?id=Fajar-MotorList1257
EMO000450 | FP-01-PM2-AP2-SR18 | 10022240 | MOTOR AC HWADA ;15KW;29,9A;4P;380V;B | Installed | PM2.APP2.PS2/M | 1258 | https://www.safesave.info/MIC.php?id=Fajar-MotorList1258
EMO000711 | AVLB |  | MOTOR AC ABB M2BA 280S ;75KW;140A;4P;380V;B | Available | PM2.APP2.PS1/M | 1259 | https://www.safesave.info/MIC.php?id=Fajar-MotorList1259
EMO000600 | FP-01-PM2-AP1-T049-P066 | 10010957 | AC MOTOR;380V,50Hz,37kW,4P,200L,B3 | Installed | PM2.APP1.T2/P1/M | 1260 | https://www.safesave.info/MIC.php?id=Fajar-MotorList1260
EMO000709 | FP-01-PM2-AP1-T048-P065 |  | MOTOR AC ABB MBT 250M ;55KW;108A;4P;380V;B | Installed | PM2.APP1.T1/P1/M | 1261 | https://www.safesave.info/MIC.php?id=Fajar-MotorList1261
EMO003397 | FP-01-PM2-AP1-T047-P064 | 10010624 | MOTOR AC ABB M2BA 280S;90KW;153A;4P;380V;B | Installed | PM2.APP1.C4/P2/M | 1262 | https://www.safesave.info/MIC.php?id=Fajar-MotorList1262
EMO000521 | FP-01-PM2-AP1-T046-P062 | 10010818 | MOTOR AC MARELI C180 ;18,5KW;37.5A;4P;380V;B | Installed | PM2.APP1.C3/P2/M | 1263 | https://www.safesave.info/MIC.php?id=Fajar-MotorList1263
EMO000705 | FP-01-PM2-AP1-T045-P061 |  | MOTOR AC ABB M2BA 355S ;315KW;570A;4P;380V;B | Installed | PM2.APP1.SL/P(FN)/M | 1264 | https://www.safesave.info/MIC.php?id=Fajar-MotorList1264
EMO000921 | FP-01-PM2-AP1-T044-P060 | 10010624 | AC MOTOR ABB M2BA 280S;380V,50Hz,90kW,4P,280M,B3 | Installed | PM2.APP1.C2/P1/M | 1265 | https://www.safesave.info/MIC.php?id=Fajar-MotorList1265
EMO000703 | FP-01-PM2-AP1-T044-A020 |  | MOTOR AC TECO AEEB 225M ;30KW;61,5A;6P;380V;B | Installed | PM2.APP1.C2/AGT/M | 1266 | https://www.safesave.info/MIC.php?id=Fajar-MotorList1266
EMO000702 | FP-01-PM2-AP1-T043-P059 |  | MOTOR AC ABB M2BA 2280S ;75KW;140A;4P;380V;B | Installed | PM2.APP1.C1/P1/M | 1267 | https://www.safesave.info/MIC.php?id=Fajar-MotorList1267
EMO000701 | FP-01-PM2-AP1-T043-A019 |  | MOTOR AC TECO AEEB 280S; 55KW;108A;6P;380V;B | Installed | PM2.APP1.C1/AGT/M | 1268 | https://www.safesave.info/MIC.php?id=Fajar-MotorList1268
EMO000287 | FP-01-PM2-AP1-SR15 | 10010980 | MOTOR AC ABB MBT 200L;30KW;61A;4P;380V;B | Installed | PM2.APP1.PS2/M | 1269 | https://www.safesave.info/MIC.php?id=Fajar-MotorList1269
EMO002977 | FP-01-PM2-AP1-SR14 | 10010893 | AC MOTOR;380V,50Hz,132kW,6P,315M,B3 | Installed | PM2.APP1.PS1/M | 1270 | https://www.safesave.info/MIC.php?id=Fajar-MotorList1270
EMO000751 | FP-01-SP2-OCC-T014-P023 |  | AC MOTOR;380V,50Hz,45kW,4P,225M,B3 | Installed | SP2.OC.C4/P2/M | 1271 | https://www.safesave.info/MIC.php?id=Fajar-MotorList1271
EMO001936 | FP-01-SP2-OCC-T013-P021 |  | AC MOTOR;ABB380V,50Hz,110kW,4P,315M,B3 | Installed | SP2.OC.C8/P1/M | 1272 | https://www.safesave.info/MIC.php?id=Fajar-MotorList1272
EMO001065 | FP-01-SP2-NDL-T005-P008 |  | AC MOTOR;380V,50Hz,110kW,4P,315S,B3 | Installed | SP2.ND.C3/P1/M | 1273 | https://www.safesave.info/MIC.php?id=Fajar-MotorList1273
EMO003102 | FP-01-SP2-OCC-T003-P006 | 10010927 | AC MOTOR;ABB380V,50Hz,75kW,4P | Installed | SP2.OC.C5/P1/M | 1274 | https://www.safesave.info/MIC.php?id=Fajar-MotorList1274
MGM000699 | FP-01-PM2-DRY-GRP1-DC07 | 10008608 | GR.MOTOR;0.40KW,i=200,GLS-32,TUNG LEE | Installed | PM2.G1.DYC7/DR/GM | 1275 | https://www.safesave.info/MIC.php?id=Fajar-MotorList1275
EMO000463 | FP-01-SP2-NDL-T027-P041 |  | AC MOTOR;380V,50Hz,75kW,4P,280S,B3 | Installed | SP2.ND.C3A/P2/M | 1276 | https://www.safesave.info/MIC.php?id=Fajar-MotorList1276
EMO003926 | FP-01-SP2-NDL-T027-P040 | 10010907 | AC MOTORABB;380V,50Hz,200kW,4P,315M,B3 | Installed | SP2.ND.C3A/P1/M | 1277 | https://www.safesave.info/MIC.php?id=Fajar-MotorList1277
EMO002135 | FP-01-PM2-BRS-T101-P096 |  | AC MOTOR;380V,50HZ,45KW,4P,B | Installed | PM2.BR.C8/P2/M | 1278 | https://www.safesave.info/MIC.php?id=Fajar-MotorList1278
EMO001695 | FP-01-PM2-AP1-T047-P063 |  | AC MOTOR TECO AEEB 280S ;380V,50HZ,90KW,4P,B | Installed | PM2.APP1.C4/P1/M | 1279 | https://www.safesave.info/MIC.php?id=Fajar-MotorList1279
EMO000752 | FP-01-SP2-NDL-T026-P038 |  | AC MOTOR;380V,50Hz,110kW,4P,280M,B3 | Installed | SP2.ND.C3/P4/M | 1280 | https://www.safesave.info/MIC.php?id=Fajar-MotorList1280
EMO002117 | FP-01-SP2-NDL-T034-A017 |  | AC MOTOR;380V,50Hz,30kW,6P,225M,B3 | Installed | PM2.BR.C5/AGT C/M | 1281 | https://www.safesave.info/MIC.php?id=Fajar-MotorList1281
EMO002128 | FP-01-SP2-OCC-TH02 |  | AC MOTOR;380V,50Hz,7.5kW,4P,132M,V1 | Installed | SP2.OC.THK1(SF)/GB/M | 1282 | https://www.safesave.info/MIC.php?id=Fajar-MotorList1282
EMO004931 | FP-01-SP2-OCC-T001-A001 |  | AC MOTOR;380V,50Hz,22kW,4P,180L,B3 | Installed | SP2.OC.C1/AGT/GB/M | 1283 | https://www.safesave.info/MIC.php?id=Fajar-MotorList1283
EMO001016 | FP-01-SP2-OCC-T012-A004 | 10010603 | AC MOTOR;380V,50Hz,15kW,6P,180L,B3 | Installed | SP2.OC.C7/AGT/M | 1284 | https://www.safesave.info/MIC.php?id=Fajar-MotorList1284
EMO002844 | FP-01-PM2-BRS-T099-A031 |  | AC MOTOR;380V,50Hz,55kW,6P,280M,B35 | Installed | PM2.BR.C5/AGT A/M | 1285 | https://www.safesave.info/MIC.php?id=Fajar-MotorList1285
EMO000579 | FP-01-PM2-HOO-BL13 |  | MOTOR AC;37KW;72A;4P;380V;B | Installed | PM2.HOO.IDF2/M | 1286 | https://www.safesave.info/MIC.php?id=Fajar-MotorList1286
EMO000668 | FP-01-PM2-REL-PPRL-CYL1 |  | AC MOTOR;460V,40HZ,110KW,180A,3PHASE | Installed | PM2.PPR.CYL/GB/M | 1287 | https://www.safesave.info/MIC.php?id=Fajar-MotorList1287
EMO001091 | FP-01-PM2-VAS-T094-P088 |  | AC MOTOR;380V,50Hz,37kW,4P | Installed | PM2.VAC.T(DLG)9/P1/M | 1288 | https://www.safesave.info/MIC.php?id=Fajar-MotorList1288
EMO008017 | FP-01-PM2-CUT-RWD1-FDR1 |  |  | Installed | PM2.RE(BH).FDR/GB/M | 1289 | https://www.safesave.info/MIC.php?id=Fajar-MotorList1289
EMO000695 | FP-01-PM2-CUT-RWD1 |  | UNWINDER/M | Installed | PM2.RE(BH).UNW/BLW/M | 1290 | https://www.safesave.info/MIC.php?id=Fajar-MotorList1290
EMO000764 | FP-01-PM2-DRY-GRP3 |  | AC MOTOR;460V,40HZ,110KW,180A,3PHASE | Installed | PM2.G3.GB/M | 1291 | https://www.safesave.info/MIC.php?id=Fajar-MotorList1291
EMO003644 | FP-01-PM2-WET-PRS2-PSRT |  | AC MOTOR;460V,90HZ,450KW,FL4473Z | Installed | PM2.P2.TP(R)/M2 | 1292 | https://www.safesave.info/MIC.php?id=Fajar-MotorList1292
EMO000674 | FP-01-PM2-WET-TPWR-FMR1 |  | AC MOTOR;460V,68HZ,220KW,355A,3PHASE | Installed | PM2.TW.FMR/GB/M | 1293 | https://www.safesave.info/MIC.php?id=Fajar-MotorList1293
EMO000826 | FP-01-PM2-WET-BTWR-DR01 |  | MOTOR AC,RELIANCE,375KW,583A,1187R,460V | Installed | PM2.BTW.DR/GB/M | 1294 | https://www.safesave.info/MIC.php?id=Fajar-MotorList1294
EMO002976 | FP-01-PM2-CUT-RWD1-CN01 |  | AC MOTOR;380V,50Hz,11kW,4P,160M,B3 | Installed | PM2.REW.CON1/M | 1295 | https://www.safesave.info/MIC.php?id=Fajar-MotorList1295
EMO002505 | FP-01-PM2-CUT-RWD1 |  | MOTOR | Installed | PM2.REW.CON2/M | 1296 | https://www.safesave.info/MIC.php?id=Fajar-MotorList1296
EMO003483 | FP-01-PM2-DRY-GRP1-DC01 |  | DC MOTOR;460V,50Hz,45kW,74A,1440RPM | Installed | PM2.G1.DYC1A/M | 1297 | https://www.safesave.info/MIC.php?id=Fajar-MotorList1297
EMO008018 | FP-01-PM2-CUT-RWD1-RDR1 |  |  | Installed | PM2.RE(BH).RDR/GB/M | 1298 | https://www.safesave.info/MIC.php?id=Fajar-MotorList1298
MGM000108 | FP-01-PM2-CUT-RWD1 |  | UNWINDER/GM;0,8KW;2,4A | Installed | PM2.RE(BH).UNW/BLW/GM | 1299 | https://www.safesave.info/MIC.php?id=Fajar-MotorList1299
MGM000605 | FP-01-PM2-REL-PPRL-PRAR |  | GR.MOTOR,5.5kW,i=165,CHHM8-6195DB-B-165 | Installed | PM2.PPR.PRIMARY ARM/GM | 1300 | https://www.safesave.info/MIC.php?id=Fajar-MotorList1300
EMO001297 | FP-01-PM2-WET-BTWR-SCR1 |  | MOTOR,AC,P,RELIANCE,224KW,470A,1180RPM | Installed | PM2.BTW.SCR/GB/M | 1301 | https://www.safesave.info/MIC.php?id=Fajar-MotorList1301
EMO003736 | FP-01-PM2-DRY-GRP2-CR18 |  | MOTOR STRETCHER ROLL #18 | Installed | PM2.G2.CR18/M | 1302 | https://www.safesave.info/MIC.php?id=Fajar-MotorList1302
EMO003861 | FP-01-PM2-DRY-GRP7-DC52 |  | AC MOTOR;380V,50Hz,0.37kW,4P,80S,B5 | Installed | PM2.G7.DYC52/DR/GM/M | 1303 | https://www.safesave.info/MIC.php?id=Fajar-MotorList1303
EMO003549 | FP-01-PM2-DRY-GRP7-CR22 |  | MOTOR; | Installed | PM2.G7.CR22/M | 1304 | https://www.safesave.info/MIC.php?id=Fajar-MotorList1304
EMO003805 | FP-01-PM2-DRY-GRP1-DC01 |  | AC MOTOR;380V,50Hz,0.37kW,4P,80L,B5 | Installed | PM2.G1.DYC1A/DR/GM/M | 1305 | https://www.safesave.info/MIC.php?id=Fajar-MotorList1305
MGM000702 | FP-01-PM2-DRY-GRP2-DC11 | 10008608 | GR.MOTOR;0.40KW,i=200,GLS-32,TUNG LEE | Installed | PM2.G2.DYC11/DR/GM | 1306 | https://www.safesave.info/MIC.php?id=Fajar-MotorList1306
MGM000703 | FP-01-PM2-DRY-GRP2-DC12 | 10008608 | GR.MOTOR;0.40KW,i=200,GLS-32,TUNG LEE | Installed | PM2.G2.DYC12/DR/GM | 1307 | https://www.safesave.info/MIC.php?id=Fajar-MotorList1307
MGM000704 | FP-01-PM2-DRY-GRP2-DC13 | 10008608 | GR.MOTOR;0.40KW,i=200,GLS-32,TUNG LEE | Installed | PM2.G2.DYC13/DR/GM | 1308 | https://www.safesave.info/MIC.php?id=Fajar-MotorList1308
MGM000705 | FP-01-PM2-DRY-GRP2-DC15 | 10008608 | GR.MOTOR;0.40KW,i=200,GLS-32,TUNG LEE | Installed | PM2.G2.DYC15/DR/GM | 1309 | https://www.safesave.info/MIC.php?id=Fajar-MotorList1309
MGM000706 | FP-01-PM2-DRY-GRP2-DC17 | 10008608 | GR.MOTOR;0.40KW,i=200,GLS-32,TUNG LEE | Installed | PM2.G2.DYC17/DR/GM | 1310 | https://www.safesave.info/MIC.php?id=Fajar-MotorList1310
MGM000707 | FP-01-PM2-DRY-GRP3-DC22 | 10008608 | GR.MOTOR;0.40KW,i=200,GLS-32,TUNG LEE | Installed | PM2.G3.DYC22/DR/GM | 1311 | https://www.safesave.info/MIC.php?id=Fajar-MotorList1311
MGM000710 | FP-01-PM2-DRY-GRP3-DC25 | 10008608 | GR.MOTOR;0.40KW,i=200,GLS-32,TUNG LEE | Installed | PM2.G3.DYC25/DR/GM | 1312 | https://www.safesave.info/MIC.php?id=Fajar-MotorList1312
MGM000711 | FP-01-PM2-DRY-GRP3-DC26 | 10008608 | GR.MOTOR;0.40KW,i=200,GLS-32,TUNG LEE | Installed | PM2.G3.DYC26/DR/GM | 1313 | https://www.safesave.info/MIC.php?id=Fajar-MotorList1313
MGM000712 | FP-01-PM2-DRY-GRP4-DC32 | 10008608 | GR.MOTOR;0.40KW,i=200,GLS-32,TUNG LEE | Installed | PM2.G4.DYC32/DR/GM | 1314 | https://www.safesave.info/MIC.php?id=Fajar-MotorList1314
MGM000714 | FP-01-PM2-DRY-GRP4-DC34 | 10008608 | GR.MOTOR;0.40KW,i=200,GLS-32,TUNG LEE | Installed | PM2.G4.DYC34/DR/GM | 1315 | https://www.safesave.info/MIC.php?id=Fajar-MotorList1315
MGM000715 | FP-01-PM2-DRY-GRP4-DC36 | 10008608 | GR.MOTOR;0.40KW,i=200,GLS-32,TUNG LEE | Installed | PM2.G4.DYC36/DR/GM | 1316 | https://www.safesave.info/MIC.php?id=Fajar-MotorList1316
MGM000716 | FP-01-PM2-DRY-GRP4-DC39 | 10008608 | GR.MOTOR;0.40KW,i=200,GLS-32,TUNG LEE | Installed | PM2.G4.DYC39/DR/GM | 1317 | https://www.safesave.info/MIC.php?id=Fajar-MotorList1317
MGM000723 | FP-01-PM2-DRY-GRP5-DC40 | 10008608 | GR.MOTOR;0.40KW,i=200,GLS-32 | Installed | PM2.G5.DYC40/DR/GM | 1318 | https://www.safesave.info/MIC.php?id=Fajar-MotorList1318
MGM000717 | FP-01-PM2-DRY-GRP5-DC43 | 10008608 | GR.MOTOR;0.40KW,i=200,GLS-32,TUNG LEE | Installed | PM2.G5.DYC43/DR/GM | 1319 | https://www.safesave.info/MIC.php?id=Fajar-MotorList1319
MGM000890 | FP-01-PM2-DRY-GRP6-DC46 | 10008628 | GR.MOTOR;0.4kW,i=200,PL32-0400-200S3,TUN | Installed | PM2.G6.DYC46/DR/GM | 1320 | https://www.safesave.info/MIC.php?id=Fajar-MotorList1320
MGM000719 | FP-01-PM2-DRY-GRP7-DC47 | 10008628 | GR.MOTOR;0.40KW,i=200,GLS-32,TUNG LEE | Installed | PM2.G7.DYC47/DR/GM | 1321 | https://www.safesave.info/MIC.php?id=Fajar-MotorList1321
MGM000720 | FP-01-PM2-DRY-GRP7-DC48 | 10008608 | GR.MOTOR;0.40KW,i=200,GLS-32,TUNG LEE | Installed | PM2.G7.DYC48/DR/GM | 1322 | https://www.safesave.info/MIC.php?id=Fajar-MotorList1322
MGM000889 | FP-01-PM2-DRY-GRP7-DC49 |  | GR.MOTOR;0.4kW,i=200,PL32-0400-200S3,TUN | Installed | PM2.G7.DYC49/DR/GM | 1323 | https://www.safesave.info/MIC.php?id=Fajar-MotorList1323
EMO000761 | FP-01-PM2-CAL-CAL1-QR01 |  | AC MOTOR;460V,68HZ,220KW,355A,3PHASE | Installed | PM2.C.QR/GB/M | 1324 | https://www.safesave.info/MIC.php?id=Fajar-MotorList1324
EMO000762 | FP-01-PM2-DRY-GRP1 |  | AC MOTOR;460V,40HZ,110KW,180A,3PHASE | Installed | PM2.G1.GB/M | 1325 | https://www.safesave.info/MIC.php?id=Fajar-MotorList1325
MGM000700 | FP-01-PM2-DRY-GRP1-DC09 |  | GR.MOTOR;0.40KW,i=200,GLS-32,TUNG LEE | Installed | PM2.G1.DYC9/DR/GM | 1326 | https://www.safesave.info/MIC.php?id=Fajar-MotorList1326
EMO000763 | FP-01-PM2-DRY-GRP2 |  | AC MOTOR;460V,40HZ,110KW,180A,3PHASE | Installed | PM2.G2.GB/M | 1327 | https://www.safesave.info/MIC.php?id=Fajar-MotorList1327
EMO000765 | FP-01-PM2-DRY-GRP4 |  | AC MOTOR;460V,40HZ,110KW,180A,3PHASE | Installed | PM2.G4.GB/M | 1328 | https://www.safesave.info/MIC.php?id=Fajar-MotorList1328
EMO002853 | FP-01-PM2-DRY-GRP4-DC32 |  | AC MOTOR;380V,50Hz,0.4kW,4P,71M,B5 | Installed | PM2.G4.DYC32/DR/GM/M | 1329 | https://www.safesave.info/MIC.php?id=Fajar-MotorList1329
EMO001024 | FP-01-PM2-DRY-GRP5 |  | AC MOTOR;460V,40HZ,75KW,124A,3PHASE | Installed | PM2.G5.GB/M | 1330 | https://www.safesave.info/MIC.php?id=Fajar-MotorList1330
EMO000767 | FP-01-PM2-DRY-GRP6 |  | AC MOTOR;460V,60HZ,51KW,81A,3PHASE | Installed | PM2.G6.GB/M | 1331 | https://www.safesave.info/MIC.php?id=Fajar-MotorList1331
EMO000768 | FP-01-PM2-DRY-GRP7 |  | AC MOTOR;460V,40HZ,150KW,240A,3PHASE | Installed | PM2.G7.GB/M | 1332 | https://www.safesave.info/MIC.php?id=Fajar-MotorList1332
EMO000769 | FP-01-PM2-DRY-GRP8 |  | AC MOTOR;460V,40HZ,110KW,180A,3PHASE | Installed | PM2.G8.GB/M | 1333 | https://www.safesave.info/MIC.php?id=Fajar-MotorList1333
EMO000770 | FP-01-PM2-DRY-GRP9 |  | AC MOTOR;460V,40HZ,75KW,124A,3PHASE | Installed | PM2.G9.GB/M | 1334 | https://www.safesave.info/MIC.php?id=Fajar-MotorList1334
EMO003431 | FP-01-PM2-DRY-SZPR | 10010563 | MOTOR,225M/4,ASGEN,45KW,83A,4P | Installed | PM2.DRY.SZPR/M | 1335 | https://www.safesave.info/MIC.php?id=Fajar-MotorList1335
EMO000771 | FP-01-PM2-DRY-SZPR-SPRB |  | AC MOTOR;460V,40HZ,75KW,124A,3PHASE | Installed | PM2.SP.BTR/GB/M | 1336 | https://www.safesave.info/MIC.php?id=Fajar-MotorList1336
EMO000772 | FP-01-PM2-DRY-SZPR-SPRT |  | AC MOTOR;460V,40HZ,75KW,124A,3PHASE | Installed | PM2.SP.TR/GB/M | 1337 | https://www.safesave.info/MIC.php?id=Fajar-MotorList1337
EMO003224 | FP-01-PM2-WET-BKWR-DR01 | 10023987 | MOTOR,RPM MTR1160,75KW,124 A,4P,460V | Installed | PM2.BKW.DR/GB/M | 1338 | https://www.safesave.info/MIC.php?id=Fajar-MotorList1338
EMO001279 | FP-01-PM2-WET-PRS1-PUR1 | 10010522 | AC MOTOR;460V,60HZ,51KW,86A,3PHASE | Installed | PM2.P1.PUR/GB/M | 1339 | https://www.safesave.info/MIC.php?id=Fajar-MotorList1339
EMO003802 | FP-01-PM2-WET-PRS2-PSRT | 10010866 | AC MOTOR;380V,50Hz,0.37kW,4P,90S,B5 | Installed | PM2.WET.PRS2/M.PSRT | 1340 | https://www.safesave.info/MIC.php?id=Fajar-MotorList1340
MGM000930 | FP-01-PM2-WET-TPWR-HB02 | 10008628 | GR.MOTOR;0.37kW,i=200,PL32-0400-200S3,TU | Installed | EVENEROLL3 | 1341 | https://www.safesave.info/MIC.php?id=Fajar-MotorList1341
MGM000781 | FP-01-PM2-WET-TPWR-HB02 | 10008628 | GR.MOTOR;0.37kW,i=200,PL32-0400-200S3,TU | Installed | EVENEROLL4 | 1342 | https://www.safesave.info/MIC.php?id=Fajar-MotorList1342
EMO002460 | FP-01-PM2-PMA-CRN1-HST1 |  | Rewinder - Hoist 1 | Installed | PM2.CRANE DEMAG 15T/HST1/GB/M | 1343 | https://www.safesave.info/MIC.php?id=Fajar-MotorList1343
EMO002461 | FP-01-PM2-PMA-CRN1-HST2 |  | Rewinder - Hoist 2 | Installed | PM2.CRANE DEMAG 15T/HST2/GB/M | 1344 | https://www.safesave.info/MIC.php?id=Fajar-MotorList1344
MGM000190 | FP-01-PM2-PMA-CRN1-XTR1 |  | Rewinder- Cross Travel 1 | Installed | PM2.CRANE DEMAG X-TRAVEL 1/GM | 1345 | https://www.safesave.info/MIC.php?id=Fajar-MotorList1345
MGM000191 | FP-01-PM2-PMA-CRN1-XTR2 | 10008467 | Rewinder- Cross Travel 2 | Installed | PM2.CRANE DEMAG X-TRAVEL 2/GM | 1346 | https://www.safesave.info/MIC.php?id=Fajar-MotorList1346
MGM000192 | FP-01-PM2-PMA-CRN1-LTR1 |  | Rewinder- Long Travel 1 | Installed | PM2.CRANE DEMAG L-TRAVEL 1/GM | 1347 | https://www.safesave.info/MIC.php?id=Fajar-MotorList1347
MGB000525 | FP-01-PM2-PMA-CRN1-LTR2 |  | Rewinder- Long Travel 2 | Installed | PM2.CRANE DEMAG L-TRAVEL 2/GM | 1348 | https://www.safesave.info/MIC.php?id=Fajar-MotorList1348
EMO002462 | FP-01-PM2-PMA-CRN2-HST1 |  | PM2- CRN 2/Hoist 1/16T (Fast) | Installed | PM2.CRN2/HST1(16T)/M(FAST) | 1349 | https://www.safesave.info/MIC.php?id=Fajar-MotorList1349
EMO002463 | FP-01-PM2-PMA-CRN2-HST2 |  | PM2- CRN 2/Hoist 2/32T (Fast) | Installed | PM2.CRN2/HST2(32T)/M(FAST) | 1350 | https://www.safesave.info/MIC.php?id=Fajar-MotorList1350
EMO002464 | FP-01-PM2-PMA-CRN2-HST3 |  | PM2- CRN 2/Hoist 3/16T (Fast) | Installed | PM2.CRN2/HST3(16T)/M(FAST) | 1351 | https://www.safesave.info/MIC.php?id=Fajar-MotorList1351
EMO003962 | FP-01-PM2-PMA-CRN2-LTR1 | 10010506 | PM2-CRN 2/Long Travel (North) | Installed | PM2.PMA.CRN2.LTR1/M | 1352 | https://www.safesave.info/MIC.php?id=Fajar-MotorList1352
MGM000197 | FP-01-PM2-PMA-CRN2-LTR1 |  | PM2-CRN 2/Long Travel (Sourh) | Installed | PM2.CRANE DEMAG L-TRAVEL 1/GM | 1353 | https://www.safesave.info/MIC.php?id=Fajar-MotorList1353
MGM000195 | FP-01-PM2-PMA-CRN2-XTR2 | 10010506 | PM2-CRN 2/Cross Travel (32T) | Installed | PM2.CRANE2 DEMAG X-TRAVEL 2/GM | 1354 | https://www.safesave.info/MIC.php?id=Fajar-MotorList1354
MGM000194 | FP-01-PM2-PMA-CRN2-XTR1 |  | PM2-CRN 2/Cross Travel (Sourh) | Installed | PM2.CRANE2 DEMAG X-TRAVEL 1/GM | 1355 | https://www.safesave.info/MIC.php?id=Fajar-MotorList1355
EMO002465 | FP-01-PM2-PMA-CRN3-HST1 | 10010936 | PM2- CRN 3/Hoist 1/10T | Installed | PM2.CRANE KONE 10T/HST1/GB/M | 1356 | https://www.safesave.info/MIC.php?id=Fajar-MotorList1356
EMO002466 | FP-01-PM2-PMA-CRN3-HST2 | 10010936 | PM2- CRN 3/Hoist 2/16T | Installed | PM2.CRANE KONE 16T/HST2/GB/M | 1357 | https://www.safesave.info/MIC.php?id=Fajar-MotorList1357
EMO002467 | FP-01-PM2-PMA-CRN3-HST3 | 10010936 | PM2- CRN 3/Hoist 3/10T | Installed | PM2.CRANE KONE 10T/HST3/GB/M | 1358 | https://www.safesave.info/MIC.php?id=Fajar-MotorList1358
MGM000199 | FP-01-PM2-PMA-CRN3-XTR1 |  | PM2- CRN 3/Cross Travel 1 | Installed | PM2.CRN3.XTR1/GM(WEST) | 1359 | https://www.safesave.info/MIC.php?id=Fajar-MotorList1359
MGM000200 | FP-01-PM2-PMA-CRN3-XTR2 |  | PM2- CRN 3/Cross Travel 2 | Installed | PM2.CRN3.XTR2/GM(WEST) | 1360 | https://www.safesave.info/MIC.php?id=Fajar-MotorList1360
MGM000201 | FP-01-PM2-PMA-CRN3-XTR3 |  | PM2- CRN 3/Cross Travel 3 | Installed | PM2.CRN3.XTR3/GM(WEST) | 1361 | https://www.safesave.info/MIC.php?id=Fajar-MotorList1361
MGM000202 | FP-01-PM2-PMA-CRN3-LTR1 | 10010878 | PM2- CRN 3/Long Travel 1 | Installed | PM2.CRANE KONE L-TRAVEL 1/GM | 1362 | https://www.safesave.info/MIC.php?id=Fajar-MotorList1362
MGM000203 | FP-01-PM2-PMA-CRN3-LTR2 | 10010878 | PM2- CRN 3/Long Travel 2 | Installed | PM2.CRANE KONE L-TRAVEL 2/GM | 1363 | https://www.safesave.info/MIC.php?id=Fajar-MotorList1363
EMO002468 | FP-01-PM2-PMA-CRN4-HST1 | 10010977 | PM2- CRN 4 Carnovali/Hoist 1/10T | Installed | PM2.CRN CARNOV 10T/HST1/GB/M | 1364 | https://www.safesave.info/MIC.php?id=Fajar-MotorList1364
EMO002469 | FP-01-PM2-PMA-CRN4-HST2 |  | PM2- CRN 4 Carnovali/Hoist 2/10T | Installed | PM2.CRN CARNOV 10T/HST2/GB/M | 1365 | https://www.safesave.info/MIC.php?id=Fajar-MotorList1365
EMO002470 | FP-01-PM2-PMA-CRN4-XTR1 |  | PM2- CRN 4 Carnovali/Cross Travel 1 | Installed | PM2.CRN CARNOV X TRAVEL 1/G/MB | 1366 | https://www.safesave.info/MIC.php?id=Fajar-MotorList1366
EMO002471 | FP-01-PM2-PMA-CRN4-XTR2 |  | PM2- CRN 4 Carnovali/Cross Travel 2 | Installed | PM2.CRN CARNOV X TRAVEL 2/G/MB | 1367 | https://www.safesave.info/MIC.php?id=Fajar-MotorList1367
EMO002472 | FP-01-PM2-PMA-CRN4-LTR1 |  | PM2- CRN 4 Carnovali/Long Travel 1 | Installed | PM2.CRN CARNOV LONG TRVL1/GB/M | 1368 | https://www.safesave.info/MIC.php?id=Fajar-MotorList1368
EMO002473 | FP-01-PM2-PMA-CRN4-LTR2 |  | PM2- CRN 4 Carnovali/Long Travel 2 | Installed | PM2.CRN CARNOV LONG TRVL2/GB/M | 1369 | https://www.safesave.info/MIC.php?id=Fajar-MotorList1369
MGM000204 | FP-01-PM2-PMA-CRN5-XTR1 |  | PM2- CRN 5 Gutter/Cross Travel 1 | Installed | PM2.CRANE GUTTER X-TRAVEL 1/GM | 1370 | https://www.safesave.info/MIC.php?id=Fajar-MotorList1370
MGM000205 | FP-01-PM2-PMA-CRN5-LTR1 |  | PM2- CRN 5 Gutter/Long Travel 1 | Installed | PM2.CRANE GUTTER L-TRAVEL 1/GM | 1371 | https://www.safesave.info/MIC.php?id=Fajar-MotorList1371
EMO003797 | FP-01-PM2-DRY-GRP3 |  | MOTOR | Installed | PM2.G3.TOP.ST/M | 1372 | https://www.safesave.info/MIC.php?id=Fajar-MotorList1372
EMO003286 | FP-01-PM2-WET-TPWR-HB02 |  | AC MOTOR;380V,50Hz,0.75kW,4P,80M,B5 | Installed | EVENEROLL4/GM2/M2 | 1373 | https://www.safesave.info/MIC.php?id=Fajar-MotorList1373
MGM000207 | FP-01-PM2-WRS-BTWR |  | GEARMOTOR | Installed | PM2.BTW.SW(0)/GM | 1374 | https://www.safesave.info/MIC.php?id=Fajar-MotorList1374
MGM000216 | FP-01-PM2-WRS-TPWR |  | GEARMOTOR | Installed | PM2.WRS.TW/SW1(O)/GM | 1375 | https://www.safesave.info/MIC.php?id=Fajar-MotorList1375
MGM000479 | FP-01-PM2-WRS-PRS1 |  | GEARMOTOR | Installed | PM2.P1.PUR.SW(O)/GM | 1376 | https://www.safesave.info/MIC.php?id=Fajar-MotorList1376
MGM000478 | FP-01-PM2-WRS-TPWR |  | GEARMOTOR | Installed | PM2.WRS.TW/SW2(O)/GM | 1377 | https://www.safesave.info/MIC.php?id=Fajar-MotorList1377
EMO002525 | FP-01-PM2-CUT-COR1 |  | MOTOR CORE CUTTER MACHINE 1 | Installed | CORE CUTTER MACHINE1/M | 1378 | https://www.safesave.info/MIC.php?id=Fajar-MotorList1378
EMO002656 | FP-01-PM2-WET-PRS2-LIPR |  | MOTOR | Installed | PM2.HP.TCR1/LIPR/GB/M | 1379 | https://www.safesave.info/MIC.php?id=Fajar-MotorList1379
EMO002657 | FP-01-PM2-WET-PRS2-SCR1 |  | MOTOR | Installed | PM2.HP.TCR1/SR1/GB/M | 1380 | https://www.safesave.info/MIC.php?id=Fajar-MotorList1380
EMO000831 | FP-01-PM2-WET-PRS2-PSRT |  | MOTOR,4346A,RELIANCE,600HP,712A,460V | Installed | PM2.P2.TP(R)/M1 | 1381 | https://www.safesave.info/MIC.php?id=Fajar-MotorList1381
EMO002474 | FP-01-PM2-PMA-CRN5-HST1 |  | MOTOR | Installed | PM2.CRANE GUTTER 5T/HST1/GB/M | 1382 | https://www.safesave.info/MIC.php?id=Fajar-MotorList1382
EMO003351 | FP-01-PM2-WET-PRS1-PSRB |  | DC MOTOR;460V,150kW,240A | Installed | PM2.P1.BTR/GB/M | 1383 | https://www.safesave.info/MIC.php?id=Fajar-MotorList1383
EMO001278 | FP-01-PM2-LUB-T118-P119 |  | AC MOTOR;380V,50Hz,2.2kW,4P,100L,B3 | Installed | PM2.LUB.GP2B/M | 1384 | https://www.safesave.info/MIC.php?id=Fajar-MotorList1384
MGM000013 | FP-01-SP2-OCC-RJ04 |  | GEARMOTOR;0.37KW;1.21A;4P;380V;V | Installed | SP2.RJH.SNS (SPIRAC)/GM | 1385 | https://www.safesave.info/MIC.php?id=Fajar-MotorList1385
EMO005167 | FP-01-SP2-EFF-T128-P151 |  | AC MOTOR;380V,50Hz,55kW,4P,250M,B3 | Installed | SP2.P-DP-1/M | 1386 | https://www.safesave.info/MIC.php?id=Fajar-MotorList1386
EMO005172 | FP-01-PM2-PMA-CRN2-HST1 |  | PM2- CRN 2/Hoist 1/16T (Slow) | Installed | PM2.CRN2/HST1(16T)/M(SLOW) | 1387 | https://www.safesave.info/MIC.php?id=Fajar-MotorList1387
EMO005173 | FP-01-PM2-PMA-CRN2-HST2 |  | PM2- CRN 2/Hoist 2/32T (Slow) | Installed | PM2.CRN2/HST2(32T)/M(SLOW) | 1388 | https://www.safesave.info/MIC.php?id=Fajar-MotorList1388
EMO005174 | FP-01-PM2-PMA-CRN2-HST3 |  | PM2- CRN 2/Hoist 3/16T (Slow) | Installed | PM2.CRN2/HST3(16T)/M(SLOW) | 1389 | https://www.safesave.info/MIC.php?id=Fajar-MotorList1389
MGM001058 | FP-01-PM2-PMA-CRN3-XTR1 |  | PM2- CRN 3 (KONE)/Cross Travel 1 | Installed | PM2.CRN3.XTR1/GM(EAST) | 1390 | https://www.safesave.info/MIC.php?id=Fajar-MotorList1390
MGM001059 | FP-01-PM2-PMA-CRN3-XTR2 |  | PM2- CRN 3 (KONE)/Cross Travel 2 | Installed | PM2.CRN3.XTR2/GM(EAST) | 1391 | https://www.safesave.info/MIC.php?id=Fajar-MotorList1391
MGM001060 | FP-01-PM2-PMA-CRN3-XTR3 |  | PM2- CRN 3 (KONE)/Cross Travel 3 | Installed | PM2.CRN3.XTR3/GM(EAST) | 1392 | https://www.safesave.info/MIC.php?id=Fajar-MotorList1392
MGM000196 | FP-01-PM2-PMA-CRN2-XTR3 |  | PM2-CRN 2/Cross Travel (North) | Installed | PM2.CRANE DEMAG X- TRAVEL 3/GM | 1393 | https://www.safesave.info/MIC.php?id=Fajar-MotorList1393
? | FP-01-PM2-DRY-GRP7-DC54 |  | GR.MOTOR;i=118,RF47DRN71M4/AL,SEW |  | PM2.G7.DYC54/DR/GM | 1394 | https://www.safesave.info/MIC.php?id=Fajar-MotorList1394
? | FP-01-PM2-DRY-GRP7-DC57 |  | GR.MOTOR;i=118,RF47DRN71M4/AL,SEW |  | PM2.G7.DYC57/DR/GM | 1395 | https://www.safesave.info/MIC.php?id=Fajar-MotorList1395
? | FP-01-PM2-DRY-GRP7-DC59 |  | GR.MOTOR;i=118,RF47DRN71M4/AL,SEW |  | PM2.G7.DYC59/DR/GM | 1396 | https://www.safesave.info/MIC.php?id=Fajar-MotorList1396
? | FP-01-PM2-CAL-CAL1-QR01 |  | GR.MOTOR;i=118,RF47DRN71M4/AL,SEW |  | PM2.C.QR/GM/M | 1397 | https://www.safesave.info/MIC.php?id=Fajar-MotorList1397
EMO005610 | FP-01-PM2-MCL-BL31 | 10041349/ 10041961(1 Set) | AC MOTOR;380V,50Hz,37kW,2P,200L,V1 | Installed | PM2.MCL/VF1/M | 1398 | https://www.safesave.info/MIC.php?id=Fajar-MotorList1398
EMO005611 | FP-01-PM2-MCL-BL32 | 10041349/ 10041961(1 Set) | AC MOTOR;380V,50Hz,37kW,2P,200L,V1 | Installed | PM2.MCL/VF2/M | 1399 | https://www.safesave.info/MIC.php?id=Fajar-MotorList1399
EMO005612 | FP-01-PM2-MCL-BL33 | 10041349/ 10041961(1 Set) | AC MOTOR;380V,50Hz,37kW,2P,200L,V1 | Installed | PM2.MCL/VF3/M | 1400 | https://www.safesave.info/MIC.php?id=Fajar-MotorList1400
EMO005606 | FP-01-PM2-MCL-P178 |  | AC MOTOR;380V,50Hz,37kW,4P,225S,B3 | Installed | PM2.RO/CLW/MCL/HP-P/M | 1401 | https://www.safesave.info/MIC.php?id=Fajar-MotorList1401

## EMO_DETAILS
emo_detail | manufacture | serial_number | type | power_rate | power_unit | voltage | current_nominal | frequency | pole | rpm | bearing_de | bearing_nde | frame_type | shaft_diameter | phase_supply | cos_phi | efficiency | ip_rating | insulation_class | duty | connection_type | nipple_grease | greasing_type | greasing_qty_de | greasing_qty_nde | length | width | height | weight | cooling_fan | mounting
EMO005112 | Marathon | WX11008530-5001J | HAA 355-4 | 250 | kW | 3000 | 61.3 | 50 | 4 | 1480 | 6322 | 6322 | 355M |  | 3 |  |  | 55 | F |  |  | Available |  |  |  | 900 | 630 | 355 |  | Internal | Horizontal
EMO005109 | Marathon | WX11007928-1005 | SCA 225S04 | 37 | kW | 380 | 69.7 | 50 | 4 | 1480 | 6313 | 6213 | 225S | 60 | 3 |  |  | 55 | F |  |  | Available |  |  |  | 311 | 356 | 225 |  | Internal | Horizontal
EMO005108 | Marathon | WX11007928-1004 | SCA 225S04 | 37 | kW | 380 | 69.7 | 50 | 4 | 1480 | 6313 | 6213 | 225S | 60 | 3 |  |  | 55 | F |  |  | Available |  |  |  | 311 | 356 | 225 |  | Internal | Horizontal
EMO005111 | Marathon | WX11007978-3009J | SCA 280MA04 | 90 | kW | 380 | 167 | 50 | 4 | 1480 | 6317 | 6317 | 280M | 75 | 3 |  |  | 55 | F |  |  | Available |  |  |  | 368/419 | 457 | 280 |  | Internal | Horizontal
EMO005110 | Marathon | WX11007978-3006J | SCA 280MA04 | 90 | kW | 380 | 167 | 50 | 4 | 1480 | 6317 | 6317 | 280M | 75 | 3 |  |  | 55 | F |  |  | Available |  |  |  | 368/419 | 457 | 280 |  | Internal | Horizontal
EMO005097 | ABB | 3G1C19100700958002 | M2BAX 315SMC 6 | 110 | kW | 380 | 210 | 50 | 6 | 950 | 6319 | 6316 | 315L | 80 | 3 |  |  | 55 | F |  |  | Available |  |  |  | 406/457 | 508 | 315 |  | Internal | Horizontal
EMO005096 | ABB | 3G1C19100700958001 | M2BAX 315SMC 6 | 110 | kW | 380 | 210 | 50 | 6 | 950 | 6319 | 6316 | 315L | 80 | 3 |  |  | 55 | F |  |  | Available |  |  |  | 406/457 | 508 | 315 |  | Internal | Horizontal
EMO005093 | WEG | 1043270077 | W2O-AL100L-04 | 3 | kW | 380 | 6.58 | 50 | 4 | 1480 | 6206 | 6205 | 100L |  | 3 |  |  | 55 | F |  |  | Not Available | [5 empty] | 100 |  | Internal | Vertical
EMO005092 | ABB | 4671978 | NMI 400L4A BAS | 900 | kW | 3000 | 206 | 50 | 4 | 1480 | 6226 | 6220 | 400L |  | 3 |  |  | 55 | F |  |  | Available | [5 empty] | 400 |  | Internal | Horizontal
EMO005101 | Siemens | GB18613 | ILE11001DEB4 | 1.5 | kW | 380 | 3.45 | 50 | 4 | 1480 | 6205 | 6205 | 90L |  | 3 |  |  | 55 | F |  |  | Not Available | [5 empty] | 90 |  | Internal | Vertical
EMO005100 | Marathon | WX11007978-2005J | LVF 250M-4 | 55 | kW | 380 | 104 | 50 | 4 | 1480 | 6314 | 6314 | 250M | 65 | 3 |  |  | 55 | F |  |  | Available |  |  |  | 349 | 406 | 250 |  | Internal | Horizontal
MGM000944 | Siemens | 9990043003 | THCL155(F)TP-PTC | 22 | kW | 400 | 42 | 50 | 4 | 1465 |  |  | 180 Z |  | 3 |  |  | 55 | F | S1 | Delta | Not Available | [7 empty] | Internal | Vertical
MGM000947 | Siemens | 9990043001 | THCL155(F)TP-PTC | 22 | kW | 400 | 42 | 50 | 4 | 1465 |  |  | 180 Z |  | 3 |  |  | 55 | F | S1 | Delta | Not Available | [7 empty] | Internal | Vertical
MGM000949 | Siemens | 9990044004 | THCL155(F)TP-PTC | 11 | kW | 400 | 21 | 50 | 4 | 1465 | 6209 | 6209 | 160 M |  | 3 |  |  | 55 | F | S1 | Delta | Not Available | [7 empty] | Internal | Vertical
MGB001042 | Siemens | 1LE0001-1DB4 | ILE0001-1DB4 | 15 | kW | 380 | 29.5 | 50 | 4 | 1465 | 6209 | 6209 | 160 L |  | 3 |  |  | 55 | F | S1 | Delta | Not Available | [7 empty] | Internal | Horizontal
EMO004379 | ABB | 161391 | F847B | 1 | kW | 220 | 0.5 | 50 | 2 | 2800 |  |  |  |  | 3 |  |  |  | F |  |  | Not Available | [7 empty] | Internal | Vertical
MGB001041 | Siemens | 1LE0001-1DB2 | ILE0001-1DB2 | 11 | kW | 380 | 22 | 50 | 4 | 1465 | 6209 | 6209 | 160M |  | 3 |  |  | 55 | F | S1 | Delta | Not Available | [7 empty] | Internal | Horizontal
EMO005095 | ABB | 3G1C19100700515001 | M2BAX 200MLB | 22 | kW | 380 | 46.7 | 50 | 6 | 950 | 6212 | 6209 | 200L | 55 | 3 |  |  | 55 | F |  |  | Available |  |  |  | 305 | 318 | 200 |  | Internal | Horizontal
EMO005094 | ABB | 3G1C19100700515006 | M2BAX 200MLB 6 | 22 | kW | 380 | 46.7 | 50 | 6 | 950 | 6212 | 6209 | 200L | 55 | 3 |  |  | 55 | F |  |  | Available |  |  |  | 305 | 318 | 200 |  | Internal | Horizontal
EMO000964 | ABB |  | M2BA225SMB4B3 | 45 | kW | 380 | 86 | 50 | 4 | 1475 |  |  | 225M | 60 | 3 | 0.8 |  | 55 | F | S1 | Delta | Available |  |  |  | 310 | 355 | 225 |  | Internal | Horizontal
EMO003565 | TECO | P2149341101 | AEEB | 1.1 | kW | 380 | 2.82 | 50 | 4 | 1415 | 6205 | 6205 | 90L | 28 | 3 |  |  | 55 | F |  | Start | Not Available |  |  |  | 125 | 140 | 90 |  | Internal | Horizontal
MGM000416 | CGE | 278 |  | 4 | kW | 380 | 8.9 | 50 | 4 | 1450 | 6302 | 6302 | 112M |  | 3 | [5 empty] | Delta | Available | [7 empty] | Internal | Vertical
MGM000125 | SEW | 700 |  | 0.55 | kW | 380 | 1.63 | 50 | 4 | 1380 |  |  |  |  | 3 | 0.75 | 70.6 | 55 | H | S1 | Start | Not Available | [7 empty] | Internal | Vertical
EMO004276 | SIEMENS | E1602/5438614 | 90L | 1.5 | kW | 380 | 3.5 | 50 | 2 | 2885 |  |  |  | 24 | 3 |  |  | 55 | F |  | Start | Not Available |  |  |  | 125 | 140 | 90 |  | Internal | Horizontal
EMO002922 | TECO | K050719-2 | 90 S | 1.5 | kW | 380 | 3.18 | 50 | 2 | 2820 | 6205 | 6205 | 90 | 24 | 3 |  |  | 55 | F | S1 | Start | Not Available |  |  |  | 125 | 140 | 90 |  | Internal | Horizontal
EMO002181 | FLENDER | 329118/1 | A168 | 11 | kW | 380 | 21.5 | 50 | 4 | 1450 |  |  | 160MB |  | 3 | 0.82 |  | 55 | F | S1 | Delta | Not Available |  |  |  | - | - | - |  | Internal | Vertical
EMO004234 | Marathon | 2105902 | HJN1 | 132 | kW | 380 | 241 | 50 | 4 | 1480 | 6319 | 6319 | 315 | 80 | 3 | 0.88 |  | 55 | F |  | Delta | Available |  |  |  | 457 | 508 | 315 |  | Internal | Horizontal
EMO000548 | ABB |  | M2BA | 37 | kW | 380 | 71 | 50 | 4 | 1470 | 6313 | 6313 | 225S | 60 | 3 | 0.85 |  | 55 | F | S1 | Delta | Available |  |  |  | 286/ 311 | 356 | 225 |  | Internal | Horizontal
EMO000425 | ABB |  | MBT | 7.5 | kW | 380 | 16 | 50 | 4 | 1440 | 6308 | 6308 | 132 M | 38 | 3 |  |  | 55 | F |  | Delta | Not Available |  |  |  | 178 | 216 | 132 |  | Internal | Horizontal
EMO003672 | ABB | GS8076804 | M2BA | 45 | kW | 380 | 86 | 50 | 4 | 1475 | 6313 | 6313 | 225SM | 60 | 3 | 0.8 |  | 55 | F | S1 | Delta | Available |  |  |  | 311 | 356 | 225 |  | Internal | Horizontal
EMO003119 | CGE |  | C250M6 | 50 | HP | 380 | 73 | 50 | 6 | 970 |  |  | 250 |  | 3 |  |  |  | F | S1 | Start | Available | [7 empty] | Internal | Horizontal
EMO002173 | ASEA |  | MBRF | 55 | kW | 380 | 110 | 50 | 6 | 960 |  |  |  |  | 3 | [5 empty] | Delta | Available | [7 empty] | Internal | Horizontal
EMO002171 | TECO | K960616-2 | AEEBWA | 50 | kW | 380 | 61.5 | 50 | 6 | 965 | 6313 | 6213 | 225MC | 60 | 3 |  |  | 55 | F |  | Delta | Available |  |  |  | 311 | 356 | 225 |  | Internal | Horizontal
EMO002170 | TECO | P9800702 | AEEB | 45 | kW | 380 | 93 | 50 | 4 | 1465 | 6313 | 6213 | 225M | 60 | 3 |  |  | 55 | F |  | Delta | Available |  |  |  | 311 | 356 | 225 |  | Internal | Horizontal
EMO002168 | TECO | P9508083 | AEEBPA | 50 | HP | 380 | 72.7 | 50 | 4 | 1465 | 6313 | 6213 | 225S | 60 | 3 |  |  | 55 | F |  | Delta | Available |  |  |  | 311 | 356 | 225 |  | Internal | Horizontal
EMO002112 | ABB | 33319993 | M2BA | 45 | kW | 380 | 86 | 50 | 4 | 1477 | 6313 | 6313 | 225S | 60 | 3 | 0.88 |  | 55 | F | S1 | Delta | Available |  |  |  | 286/ 311 | 356 | 225 |  | Internal | Horizontal
EMO000069 | ABB |  | MBT | 15 | kW | 380 | 30 | 50 | 4 | 1455 | 6209 | 6209 | 160L | 42 | 3 | [5 empty] | Delta | Not Available |  |  |  | 254 | 254 | 160 |  | Internal | Horizontal
EMO000028 | ABB | 7474418 | MBV 280 S | 75 | kW | 380 | 145 | 50 | 4 | 1480 |  |  | 280S |  | 3 | 0.96 |  | 54 | F | S1 | Delta | Available | [7 empty] | Internal | Horizontal
EMO002162 | ABB | 3317522 | M2BA | 200 | kW | 380 | 366 | 50 | 4 | 1485 | 6319 | 6316 | 315M | 90 | 3 | 0.87 |  | 55 | F | S1 | Delta | Available |  |  |  | 457/ 508 | 508 | 315 |  | Internal | Horizontal
EMO002161 | BROWN BOVERI |  | MOU | 55 | kW | 380 | 105 | 50 | 4 | 1465 |  |  | 250 | 60 | 3 | 0.85 |  |  |  |  | Delta | Available |  |  |  | 311 | 356 | 225 |  | Internal | Horizontal
EMO004982 | ABB |  | MBT | 30 | kW | 380 | 61 | 50 | 4 | 1475 | 6213 | 6211 | 200L | 55 | 3 | 0.81 |  | 55 | F |  | Delta | Not Available |  |  |  | 305 | 318 | 200 |  | Internal | Horizontal
EMO002159 | ABB | 3232419-1745WM | M2BA | 200 | kW | 380 | 366 | 50 | 4 | 1485 | 6319 | 6316 | 315ML |  | 3 | 0.87 |  | 55 | F | S1 | Delta | Available | [7 empty] | Internal | Horizontal
EMO003145 | ABB | 3220243-8988 | HXR | 200 | kW | 380 | 370 | 50 | 4 | 1485 | 6319 | 6316 | 315L | 80 | 3 | 0.86 |  | 55 | F | S1 | Delta | Available |  |  |  | 508 | 508 | 315 |  | Internal | Horizontal
EMO002156 | TECO |  | AEEBKB | 22 | kW | 380 | 44.3 | 50 | 4 | 1455 | 6311 | 6310 | 180LC | 48 | 3 |  |  | 55 | F | S1 | Delta | Not Available |  |  |  | 279 | 279 | 180 |  | Internal | Horizontal
EMO002927 | TECO | 1491720047 | AEEF | 60 | HP | 380 | 85 | 50 | 4 | 1465 | NU313 | 6212 | 200L | 60 | 3 |  |  | 44 | F |  | Delta | Available |  |  |  | 311 | 356 | 225 |  | Internal | Horizontal
EMO002153 | TECO | 60336-1 | AEEBWA | 30 | kW | 380 | 61.5 | 50 | 6 | 965 | 6313 | 6213 | 225MC | 60 | 3 |  |  | 55 | F |  | Delta | Available |  |  |  | 311 | 356 | 225 |  | Internal | Horizontal
EMO003871 | Stromberg |  | HXUR | 30 | kW | 380 | 60 | 50 | 4 | 1465 | 6312 | 6311 | 200M | 55 | 3 | 0.85 |  |  | F | S1 | Delta | Available |  |  |  | 305 | 318 | 200 |  | Internal | Horizontal
EMO002163 | BEVI |  | 3SIE280S4 | 75 | kW | 380 | 145 | 50 | 4 | 1450 |  |  | 280S |  | 3 |  |  | 55 | F | S1 | Delta | Available | [7 empty] | Internal | Horizontal
EMO000708 | ABB |  | M2BA | 90 | kW | 380 | 165 | 50 | 4 | 1481 | 6316 | 6316 | 280S | 75 | 3 | 0.88 |  | 55 | F | S1 | Delta | Available |  |  |  | 368/ 419 | 457 | 280 |  | Internal | Horizontal
EMO002917 | TECO | MN40630-1 | AEEB | 150 | HP | 380 | 210 | 50 | 6 | 975 | 6320 | 6316 | 315M | 85 | 3 |  |  | 55 | F | S1 | Delta | Available |  |  |  | 457 | 508 | 315 |  | Internal | Horizontal
EMO003636 | MARATHON | 32000032910601j | HJN1 | 55 | kW | 380 | 104 | 50 | 6 | 985 | NU317 | 6317 | 280 | 75 | 3 |  |  | 54 | F | S1 | Delta | Available |  |  |  | 368 | 457 | 280 |  | Internal | Horizontal
EMO004264 | Marathon | HC1519800-J | HJN | 55 | kW | 380 | 113 | 50 | 8 | 740 | NU319 | 6319 | 315S | 80 | 3 | 0.81 |  | 55 | F | S1 | Delta | Available |  |  |  | 406 | 508 | 315 |  | Internal | Horizontal
EMO002652 | TECO | C73084-5 | AEEBPA | 110 | kW | 380 | 210 | 50 | 6 | 975 | NU320 | 6316 | 315S | 80 | 3 |  |  | 55 | F | S1 | Delta | Available | [5 empty] | 315 |  | Internal | Horizontal
EMO002145 | TECO | C36630-1 | AEJT | 150 | HP | 380 | 223 | 50 | 8 | 735 | NU220 | 6218 | 315A | 110 | 3 |  |  | 55 | F | S1 | Delta | Available |  |  |  | 560 | 508 | 315 |  | Internal | Horizontal
EMO003791 | HWADA | AK-15197701j | Y2-3152-8 | 90 | kW | 380 | 178 | 50 | 8 | 740 | NU319 | 6319 | 315L | 80 | 3 | 0.82 | 95.8 | 55 | F | S1 | Delta | Available |  |  |  | 457 | 508 | 315 |  | Internal | Horizontal
EMO003790 | HWADA | 060180401j | Y2-3152-8 | 90 | kW | 380 | 178 | 50 | 8 | 740 | NU319 | 6319 | 315L | 80 | 3 | 0.82 | 92.6 | 55 | F | S1 | Delta | Available |  |  |  | 457 | 508 | 315 |  | Internal | Horizontal
EMO004261 | MARATHON | AK-15197701j | HJN1 | 132 | kW | 380 | 264 | 50 | 8 | 740 | NU322 | 7322B | 355 | 95 | 3 | 0.82 | 92.6 | 55 | F | S1 | Delta | Available |  |  |  | 500 | 610 | 355 |  | Internal | Horizontal
EMO002137 | TECO | 1551000856 | AEEBKB | 55 | kW | 380 | 105 | 50 | 4 | 1470 | NU 316 | 6213 | 250SC | 70 | 3 |  |  | 54 | F |  | Delta | Available |  |  |  | 311 | 406 | 250 |  | Internal | Horizontal
EMO003793 | SEW | Salved | R137 R77 DRS112M | 4 | kW | 380 | 8.4 | 50 | 4 | 1435 |  |  | 112 M |  | 3 |  |  | 55 | F | S1 | Delta | Not Available |  |  |  | - | - | 112 |  | Internal | Vertical
EMO001424 | Asgen |  |  | 37 | kW | 380 | 69 | 50 | 4 | 1445 | NU313 |  | 225S |  | 3 | [5 empty] | Delta | Available | [7 empty] | Internal | Horizontal
EMO001741 | TECO | 75C7300008 | AEEBKB | 45 | kW | 380 | 93 | 50 | 4 | 1488 | 6313 | 6213 | 225S |  | 3 |  |  | 55 | F | S1 | Delta | Available | [5 empty] | 225 |  | Internal | Horizontal
EMO002134 | Asgen |  |  | 45 | kW | 380 | 84 | 50 | 6 | 975 |  |  | 280S |  | 3 | [5 empty] | Delta | Available | [7 empty] | Internal | Horizontal
EMO003792 | TOSHIBA |  | IKH | 2.2 | kW | 380 | 5.5 | 50 | 6 | 965 | 6207 | 6206 | 112M |  | 3 |  |  | 55 | F | S1 | Delta | Not Available |  |  |  | - | - | - |  | Internal | Horizontal
EMO003747 | TECO | 11002700404 | AEVB | 7.5 | kW | 380 | 14.1 | 50 | 4 | 1450 | 6308 | 6306 | 132M |  | 3 |  |  | 55 | F |  | Delta | Not Available |  |  |  | - | - | 132 |  | Internal | Vertical
EMO003748 | TECO | H413C305006 | AEVB | 7.5 | kW | 380 | 14.1 | 50 | 4 | 1450 | 6308 | 6306 | 132M |  | 3 |  |  | 55 | F |  | Delta | Not Available |  |  |  | - | - | 132 |  | Internal | Vertical
MGM000405 | SUMITOMO | M5009025 | K71M | 0.4 | kW | 380 | 1.2 | 50 | 4 | 1420 |  |  | 71M |  | 3 |  |  | 55 | F |  | Start | Not Available | [5 empty] | 71 |  | Internal | Vertical
EMO003851 | SUMITOMO | M5009025 | F71M | 0.4 | kW | 380 | 1.2 | 50 | 4 | 1420 |  |  | 71M |  | 3 | 0.65 |  | 55 | F |  | Start | Not Available |  |  |  | - | - | 71 |  | Internal | Vertical
EMO003789 | TECO |  | AECTPA | 600 | kW | 3000 | 143 | 50 | 6 | 985 | NU224 | 6324 | 450C | 110 | 3 |  |  | 55 | F |  | Delta | Available |  |  |  | 1120 | 900 | 450 |  | Internal | Horizontal
EMO004943 | MEZ |  | ILA302 | 18.5 | kW | 380 | 36.5 | 50 | 4 | 1460 | NU311 | 6311 | 180M | 48 | 3 | 0.86 | 91.2 | 55 | F | S1 | Delta | Available |  |  |  | 279 | 279 | 180 |  | Internal | Horizontal
EMO004265 | Marathon |  | HJN1 | 75 | kW | 380 | 141 | 50 | 6 | 985 | NU319 | 6319 | 315S | 80 | 3 | 0.86 | 93.7 | 55 | F | S1 | Delta | Available |  |  |  | 406 | 508 | 315 |  | Internal | Horizontal
EMO002131 | SIEMENS | S1-396-280 | RGZ1 | 15 | HP | 380 | 22 | 50 | 4 | 1450 | 6309 | 6207 | 160 |  | 3 |  |  |  | F |  | Delta | Available |  |  |  | 255 | 255 | 160 |  | Internal | Horizontal
EMO002182 | ABB |  | HXA | 7.5 | kW | 380 | 16,3 | 50 | 4 | 1440 |  |  | 132S |  | 3 |  |  | 55 | F |  | Delta | Not Available |  |  |  | - | - | 132 |  | Internal | Vertical
MGM000120 | FLENDER HIMMEL |  |  | 0.37 | kW | 380 | 1.15 | 50 | 4 | 1400 |  |  |  |  | 3 | [5 empty] | Start | Not Available | [7 empty] | Internal | Vertical
EMO001752 | MEZ | 2572041 |  | 7.5 | kW | 380 | 15,2 | 50 | 4 | 1450 |  |  | 132M | 38 | 3 |  |  | 55 | F |  | Delta | Not Available |  |  |  | - | - | 132 |  | Internal | Vertical
MGM000356 | SUMITOMO |  |  | 0.75 | kW | 380 | 1.5 | 50 | 4 | 1420 |  |  |  |  | 3 | [5 empty] | Start | Not Available | [7 empty] | Internal | Vertical
EMO000428 | TECO |  | AEVBKB | 7.5 | kW | 380 | 16 | 50 | 4 | 1450 |  |  |  | 38 | 3 |  |  | 55 | F |  | Delta | Not Available |  |  |  | - | - | - |  | Internal | Vertical
EMO003065 | SUMITOMO |  |  | 0.38 | kW | 380 | 1.5 | 50 | 4 | 1420 |  |  | 71M |  | 3 |  |  | 55 | F |  | Delta | Not Available |  |  |  | - | - | - |  | Internal | Vertical
EMO000813 | ABB | MK171009 | MBT | 37 | kW | 380 | 74 | 50 | 4 | 1475 | -- | -- | 225 |  | 3 |  |  | 55 | F |  | Delta | Available | [7 empty] | Internal | Horizontal
EMO003107 | Asgen | 318706 | 160L16 | 11 | kW | 380 | 24 | 50 | 6 | 965 | -- | -- | 160 |  | 3 |  |  | 55 | F |  | Delta | Not Available | [5 empty] | 160 |  | Internal | Horizontal
EMO000753 | ABB | 3333395 | M2BA | 45 | kW | 380 | 86 | 50 | 4 | 1477 | 6313 | 6313 | 225 |  | 3 | 0.85 |  | 55 | F |  | Delta | Available | [5 empty] | 225S |  | Internal | Horizontal
EMO000943 | ABB |  | HXR | 45 | kW | 380 | 89 | 50 | 4 | 1470 | 6313 | 6312 | 225 | 60 | 3 |  |  | 55 | F | S1 | Delta | Available |  |  |  | 286/ 311 | 356 | 225 |  | Internal | Horizontal
EMO002115 | TECO |  | AEEBAC | 55 | kW | 380 | 108 | 50 | 6 | 970 | NU218 | 6214 | 280S |  | 3 |  |  | 55 | F | S1 | Delta | Available | [7 empty] | Internal | Horizontal
EMO000483 | ABB | MK171009 | MBT | 37 | kW | 380 | 71 | 50 | 4 | 1480 | -- | -- | 225 |  | 3 | 0.81 |  | 50 | F |  | Delta | Available | [7 empty] | Internal | Horizontal
EMO000422 | TECO | 1K371352 | AEEBAC | 22 | kW | 380 | 45.9 | 50 | 6 | 960 | 6312 | 6212 | 200 | 55 | 3 |  |  | 54 | F |  | Delta | Available |  |  |  | 305 | 318 | 200 |  | Internal | Horizontal
EMO002110 |  | SA684410 | LKC-4 | 30 | kW | 380 | 58 | 50 | 4 | 1465 |  |  | F200 |  | 3 |  |  | 54 | F |  | Delta | Available | [7 empty] | Internal | Horizontal
EMO002018 | TECO |  | AEEBPA | 50 | HP | 380 | 72.7 | 50 | 4 | 1465 | 6313 | 6313 | 225SC |  | 3 |  |  | 55 | F | S1 | Delta | Available | [7 empty] | Internal | Horizontal
EMO001993 | ABB |  | M2AA | 45 | kW | 380 | 86 | 50 | 4 | 1460 | 6313 | 6212 | 225SM |  | 3 |  |  | 55 | F |  | Delta | Available | [7 empty] | Internal | Horizontal
EMO002840 | ABB | M416806 | MBT | 7.5 | kW | 380 | 17 | 50 | 6 | 970 | -- | -- | 160 |  | 3 | 0.77 |  | 55 | F |  | Delta | Not Available | [5 empty] | 160 |  | Internal | Horizontal
EMO000572 | TECO |  | AEEBAC | 22 | kW | 380 | 45.9 | 50 | 6 | 965 | 6313 | 6212 | 200L | 55 | 3 |  |  | 55 | F |  | Delta | Available |  |  |  | 305 | 318 | 200 |  | Internal | Horizontal
EMO000399 | ABB |  | MBT | 7.5 | kW | 380 | 16 | 50 | 4 | 1450 | 6208 | 6206 | 132M | 38 | 3 |  |  | 55 | F |  | Delta | Not Available |  |  |  | 178 | 216 | 132 |  | Internal | Horizontal
EMO000539 | ABB | 3259392 | M2BA | 30 | kW | 380 | 59 | 50 | 4 | 1468 |  |  | 200M | 55 | 3 | 0.85 |  | 55 | F |  | Delta | Available |  |  |  | 310 | 310 | 200 |  | Internal | Horizontal
EMO003665 | TECO | 75B348004 | AEEBKB | 55 | kW | 380 | 105 | 50 | 4 | 1470 | 6316 | 6213 | 250 |  | 3 |  |  | 55 | F |  | Delta | Available | [7 empty] | Internal | Horizontal
EMO002175 | ABB | 36BA222220 | M2BA | 45 | kW | 380 | 86 | 50 | 4 | 1475 | 6313 | 6313 | 225 |  | 3 | 0.8 |  | 55 | F |  | Delta | Available | [7 empty] | Internal | Horizontal
EMO002096 | TECO | P9539201 | AEEBPA | 55 | kW | 380 | 93 | 50 | 4 | 1485 | 6313 | 6213 | 225M |  | 3 |  |  | 55 | F |  | Delta | Available | [7 empty] | Internal | Horizontal
EMO000374 | ABB | MK171007AD | MBT180L | 22 | kW | 380 | 44 | 50 | 4 | 1475 |  |  |  | 48 | 3 |  |  | 55 |  |  | Delta | Available |  |  |  | 279 | 279 | 180 |  | Internal | Horizontal
EMO003655 | Marathon | 67504601J | HJN1 | 90 | kW | 380 | 167 | 50 | 4 | 1480 | 6317 | 6317 | 280 |  | 3 | 0.87 |  | 55 | F |  | Delta | Available | [7 empty] | Internal | Horizontal
EMO000983 | TECO | P9508151 | AEEBPA | 30 | kW | 380 | 63.2 | 50 | 6 | 975 | 6313 | 6213 | 225 |  | 3 |  |  | 55 | F |  | Delta | Available | [7 empty] | Internal | Horizontal
EMO002006 | ABB |  | MBT | 22 | kW | 380 | 44 | 50 | 4 | 1450 | 6310 | 6209 | 180L | 48 | 3 | [5 empty] | Delta | Not Available |  |  |  | 279 | 279 | 180 |  | Internal | Horizontal
EMO003637 | Marathon | 320003291050J | AK | 55 | kW | 380 | 111 | 50 | 8 | 740 | NU319 | 6319 | 315 |  | 3 | 0.81 |  | 55 | F | S1 | Delta | Available | [5 empty] | 315 |  | Internal | Horizontal
EMO000664 | ABB | 3329661 | M2BA | 75 | kW | 380 | 140 | 50 | 4 | 1485 | 6316 | 6316 | 280 |  | 3 | 0.87 |  | 55 | F | S1 | Delta | Available | [5 empty] | 280 |  | Internal | Horizontal
EMO003898 | ABB | 044701067 5493 | M3BP | 160 | kW | 380 | 310 | 50 | 8 | 743 | 6322 | 6316 | 355SM |  | 3 | 0.82 |  | 55 | F | S1 | Delta | Available |  |  |  | 510 | 510 | 355 |  | Internal | Horizontal
MGM000697 | TungLee |  | IK | 0.37 | kW | 380 | 0.9 | 50 | 4 | 1420 | 6304 | 6303 | 71M |  | 3 |  |  | 55 | F | S1 | STAR | Not Available | [5 empty] | 71 |  | Internal | Vertical
EMO003633 | Marathon | 3200002910701J | HK | 75 | kW | 380 | 151 | 50 | 8 | 740 | NU319 | 6319 | 315 |  | 3 | 0.81 |  | 55 | F | S1 | Delta | Available | [5 empty] | 315 |  | Internal | Horizontal
EMO001220 | TECO | D074210-1 | AECT-PA001 | 500 | kW | 3000 | 114 | 50 | 4 | 1482 | 6322 | NU220 | 450A |  | 3 |  |  |  | F |  | Delta | Available | [7 empty] | Internal | Horizontal
EMO002078 | TECO | D2B127-3 | AEJT | 400 | kW | 3000 | 86 | 50 | 4 | 1485 | NU224 | 6322 | 450AB |  | 3 |  |  | 55 | F |  | Delta | Available |  |  |  | 980 | 720 | 450 |  | Internal | Horizontal
EMO003610 | BAUER | 39527 | CFG | 0.025-0.1 | kW | 380 | 0.4-1.6 | 50 | 2 | 2660-650 |  |  |  |  | 3 | [6 empty] | Not Available |  |  |  | - | - | -
EMO003808 | TECO |  | AEEBKB | 0.75 | kW | 380 | 1,92 | 50 | 4 | 1405 | 6204 | 6204 | 90L |  | 3 |  |  | 55 | F |  | Delta | Not Available |  |  |  | - | - | 90 |  | Internal | Horizontal
EMO000385 | TECO | D063217-1 | AECT-PA001 | 500 | kW | 3000 | 114 | 50 | 4 | 1482 | NU | 6322 | 450A |  | 3 |  |  | 55 | F |  | Delta | Available | [7 empty] | Internal | Horizontal
EMO002124 | ABB |  | MT80 | 0.75 | kW | 380 | 2.1 | 50 | 4 | 1410 |  |  | 80B |  | 3 | 0.72 |  | 55 | F |  | Start | Not Available | [7 empty] | Internal | Vertical
EMO002127 | ABB | MT80B19F1656 | MT80B19F1656 | 0.55 | kW | 380 | 1.8 | 50 | 6 | 960 |  |  | 80B |  | 3 |  |  | 55 | F |  | Start | Not Available | [7 empty] | Internal | Vertical
Masuk di SP1 | ABB |  | MBT | 15 | kW | 380 | 30 | 50 | 4 | 1460 | -- | -- | 160 |  | 3 | 0.83 |  | 55 | F |  | Delta | Not Available | [7 empty] | Internal | Horizontal
EMO000478 | ABB | MK171006 | MBT | 18.5 | kW | 380 | 39 | 50 | 4 | 1470 | -- | -- | 180 |  | 3 |  |  | 55 | F |  | Delta | Not Available | [7 empty] | Internal | Horizontal
EMO002073 | ABB | 3232536 | M2BA | 55 | kW | 380 | 105 | 50 | 6 | 986 | 6316 | 6316 | 280 |  | 3 | 0.83 |  | 55 | F |  | Delta | Available | [7 empty] | Internal | Horizontal
EMO002132 | TECO | H410B308 | AEEB | 7.5 | kW | 380 | 14.1 | 50 | 4 | 1450 | 6308 | 6308 | 132M |  | 3 |  |  | 55 | F |  | Delta | Available | [5 empty] | 132 |  | Internal | Vertical
EMO003020 | ABB | 3182453 | HXR | 160 | kW | 380 | 323 | 50 | 6 | 740 | 6322 | 6319 | - |  | 3 | 0.8 |  | 55 | F |  | Delta | Available | [7 empty] | Internal | Vertical
EMO003401 | YASKAWA | 00 627 | 90L | 0.75 | kW | 380 | 2.25 | 50 | 6 | 365 |  |  | 90L |  | 3 | [6 empty] | Not Available |  |  |  | - | - | 90 |  | Internal | Horizontal
EMO002071 | ABB | 3193591 | HXR | 132 | kW | 380 | 250 | 50 | 6 | 988 | 6319 | 6316 | 315L |  | 3 | 0.85 |  | 55 | F | S1 | Delta | Available |  |  |  | 510 | 510 | 315 |  | Internal | Horizontal
EMO000066 | TECO |  | AEEBCB | 55 | kW | 380 | 105 | 50 | 4 | 1470 |  |  | 250SC | 70 | 3 | [5 empty] | Delta | Available |  |  |  | 311 | 406 | 250 |  | Internal | Horizontal
EMO003199 | TECO | H7099403099 | AEEBKB | 75 | kW | 380 | 129 | 50 | 4 | 1480 | 6316 | 6213 | 250MC | 70 | 3 |  |  | 55 | F |  | Delta | Available |  |  |  | 311 | 406 | 250 |  | Internal | Horizontal
EMO003563 | TECO |  | AEEB | 1.5 | kW | 380 | 3.56 | 50 | 4 | 1400 | 6205 | 6205 | 90L |  | 3 |  |  | 55 | F |  | Start | Not Available | [5 empty] | 90 |  | Internal | Horizontal
EMO002072 | TECO | D2B126-1 | AEAT-TP001 | 500 | kW | 3000 | 114 | 50 | 4 | 1480 | NU220 | 6320 | 450A |  | 3 |  |  | 55 | F | S1 | Delta | Available | [7 empty] | Internal | Horizontal
EMO002932 | TECO | 69B2520003 | AEBAK | 11 | kW | 380 | 23.1 | 50 | 6 | 935 | 6311 | 6307 | 160L |  | 3 |  |  | 55 | F |  | Delta | Not Available |  |  |  | - | - | 160 |  | Internal | Vertical
EMO003807 | FLENDER | BU-26796715 | K10 | 30 | kW | 380 | 60 | 50 | 4 | 1470 |  |  |  |  | 3 | [6 empty] | Not Available |  |  |  | - | - | - |  | Internal | Vertical
EMO003338 |  |  | Motor di dalam tank |  |  |  |  | 50
EMO000841 | GRUNDFOS | 85U15510 | MG | 3 | kW | 380 | 6.3 | 50 | 2 | 2900 | 6306 | 6205 | 100L |  | 3 | 0.87 | 87.1 |  |  | S1 | Delta | Not Available | [5 empty] | 100 |  | Internal | Vertical
EMO002647 | GRUNDFOS | 85U1551031 | MG | 3 | kW | 380 | 6.3 | 50 | 2 | 2900 | 6306 | 6205 | 100L |  | 3 | 0.87 | 87.1 |  |  | S1 | Delta | Not Available | [5 empty] | 100 |  | Internal | Vertical
EMO003913 | SIEMENS |  | ILE0001/2 | 45 | kW | 380 | 84.4 | 50 | 2 | 2985 |  |  |  |  | 3 | 0.88 | 95 |  |  |  | Delta | Not Available | [7 empty] | Internal | Horizontal
EMO000838 | TECO | P9527551 | AEEB | 110 | kW | 380 | 205 | 50 | 4 | 1480 | NU218 | 6214 | 280M |  | 3 |  |  | 55 | F |  | Start | Available | [5 empty] | 280 |  | Internal | Horizontal
EMO000837 | SIEMENS | 083498001-IMB3 | ILC | 90 | kW | 380 | 157 | 50 | 2 | 2975 |  |  | 280M |  | 3 | 0.89 |  | 55 | F |  | Delta | Available | [5 empty] | 280 |  | Internal | Horizontal
EMO003122 | ABB | 31980333428SM | HXR | 90 | kW | 380 | 162 | 50 | 2 | 2965 | 6316 | 6315 | 280S | 65 | 3 | 0.9 |  | 55 | F | S1 | Delta | Available |  |  |  | 418 | 457 | 280 |  | Internal | Horizontal
MGM000698 | SUMITOMO |  | V71M/4 | 0.4 | kW | 380 | 1.23 | 50 | 4 | 1420 |  |  | 71M |  | 3 | 0.69 |  | 55 | F | S1 | STAR | Not Available | [5 empty] | 71 |  | Internal | Vertical
EMO000835 | SIEMENS | 0580183901IMB3 | ELC | 132 | kW | 380 | 225 | 50 | 2 | 2982 |  |  | 315M |  | 3 | 0.9 |  | 55 | F |  | Delta | Available | [5 empty] | 315 |  | Internal | Horizontal
EMO003190 | TECO | C81033-2 | AEEB | 132 | kW | 380 | 239 | 50 | 2 | 2955 | 6314 | 6314 | 315S |  | 3 |  |  | 55 | F |  | Delta | Available | [5 empty] | 315 |  | Internal | Horizontal
EMO002988 | SUMITOMO | Salved | CNVM01 | 0.1 | kW | 380 | 0.35 | 50 | 4 | 1400 |  |  | 63S |  | 3 |  |  | 44 | E | S1 | Start | Not Available | [5 empty] | 63 |  |  | Vertical
EMO000260 | TECO | H7116109002 | AEEBKB | 30 | kW | 380 | 55.4 | 50 | 2 | 2960 | 6312 | 6212 | 200LA |  | 3 |  |  | 55 | F |  | Delta | Available | [7 empty] | Internal | Horizontal
EMO000062 | TECO | H7716109008 | AECT | 30 | kW | 380 | 55.4 | 50 | 2 | 2960 | 6312 | 6312 | 200LA |  | 3 |  |  | 55 | F |  | Delta | Available | [7 empty] | Internal | Horizontal
EMO003458 | RELIANCE | 07KL438025-ZW | L3698Z | 150 | kW | 460 | 240 |  |  | 1175 | 95BC02J30X | 80BC02J30X | L3698Z |  | 3 |  |  |  | F | S1 |  | Available | [7 empty] | Internal | Horizontal
EMO002076 | ABB | 32854326266 XM | M2BA | 160 | KW | 380 | 315 | 50 | 8 | 741 | 6322 | 6319 | 355SM | 100 | 3 |  |  | 55 | F |  | Delta | Available | [5 empty] | 355 |  | Internal | Horizontal
EMO000823 | TECO | D57310-2 | AECT | 410 | kW | 3000 | 96.1 | 50 | 6 | 984 | NU 324 | 6322 | 450A | 110 | 3 |  |  | 55 | F |  | Delta | Available |  |  |  | 900 | 920 | 450 |  | Internal | Horizontal
EMO000822 | ABB |  | HXR | 250 | kW | 3300 | 56 | 50 | 6 | 989 | 6322 | 6319 | 355L | 100 | 3 |  |  | 55 | F |  | Delta | Available |  |  |  | 630 | 610 | 355 |  | Internal | Horizontal
EMO000821 | ABB |  | HXR | 250 | kW | 3300 | 56 | 50 | 6 | 989 | 6322 | 6319 | 355L | 100 | 3 |  |  | 55 | F |  | Delta | Available |  |  |  | 630 | 610 | 355 |  | Internal | Horizontal
EMO000820 | ABB |  | HXR | 250 | kW | 3300 | 56 | 50 | 6 | 989 | 6322 | 6319 | 355L | 100 | 3 |  |  | 55 | F |  | Delta | Available |  |  |  | 630 | 610 | 355 |  | Internal | Horizontal
EMO000819 | ASGEN | 54316 | CRT560 | 184 | kW | 3000 | 48 | 50 | 12 | 495 |  |  | 560 | 100 | 3 | [5 empty] | Delta | Available |  |  |  | 1230 | 750 | 400 |  | Internal | Horizontal
EMO000818 | ASGEN | 54318 | CRT560 | 184 | kW | 3000 | 48 | 50 | 12 | 495 |  |  | 560A | 100 | 3 | [5 empty] | Delta | Available |  |  |  | 1230 | 750 | 400 |  | Internal | Horizontal
EMO000817 | ABB | 56898 | HXR | 250 | kW | 3000 | 62 | 50 | 6 | 989 | 6322 | 6319 | 355 | 140 | 3 | 0.85 |  | 55 | F | S1 | Delta | Available |  |  |  | 630 | 610 | 355 |  | Internal | Horizontal
EMO000816 | ASGEN | 54137 | CRT560 | 184 | kW | 3000 | 48 | 50 | 12 | 495 |  |  | 560A | 100 | 3 | [5 empty] | Delta | Available |  |  |  | 1230 | 750 | 400 |  | Internal | Horizontal
EMO000815 | TECO | 63140 | AEJK | 200 | kW | 3000 | 61.7 | 50 | 6 | 985 | NU 220 | 6322 | 355CB | 95 | 3 |  |  | 55 | F |  | Delta | Available |  |  |  | 900 | 610 | 355 |  | Internal | Horizontal
EMO000814 | TECO | D74382-2 | AECT | 410 | kW | 3000 | 97 | 50 | 6 | 985 | NU 324 | 6322 | 450A | 110 | 3 |  |  | 55 | F |  | Delta | Available |  |  |  | 900 | 920 | 450 |  | Internal | Horizontal
EMO003968 | TECO |  | AEEBKB | 75 | kW | 380 | 129 | 50 | 4 | 1475 | 6316 | 6213 | 250MC |  | 3 |  |  | 55 | F | S1 | Delta | Available | [7 empty] | Internal | Horizontal
EMO003754 | MARATHON | 32000044720101J | HJN1 | 90 | kW | 380 | 160 | 50 | 2 | 2970 | 6314 | 6314 | 280M-2 |  | 3 | 0.91 | 94.1 |  | F |  | Delta | Available | [7 empty] | Internal | Horizontal
EMO004946 | ABB |  | MBT | 11 | kW | 380 | 22.3 | 50 | 4 | 1455 |  |  | 160M |  | 3 | 0.81 |  | 55 | F | S1 | Delta | Available | [7 empty] | Internal | Horizontal
EMO000811 | ABB |  | MBT | 15 | kW | 380 | 30 | 50 | 4 | 1475 | 6209 | 6209 | 160L | 42 | 3 | [5 empty] | Delta | Not Available |  |  |  | 254 | 254 | 160 |  | Internal | Horizontal
EMO000706 | ABB |  | QU | 18,5 | kW | 380 | 37 | 50 | 4 | 1460 |  |  | 180M | 48 | 3 |  |  | 55 | F | S1 | Delta | Not Available |  |  |  | 241 | 279 | 180 |  | Internal | Horizontal
EMO003134 | ABB | 02712224 10002 | M3BP | 55 | kW | 380 | 103 | 50 | 4 | 1475 | 6315 | 6313 | 250SM |  | 3 | 0.86 |  | 55 | F | S1 | Delta | Available | [7 empty] | Internal | Horizontal
EMO001835 | HUADA |  | Y2 | 4 | kW | 380 | 8.6 | 50 | 4 | 1435 |  |  | 112M |  | 3 |  |  | 55 | F | S1 | Delta | Not Available | [7 empty] | Internal | Horizontal
EMO001005 | Gardner Denver | BN-18372528-004 | G-BH12BH1500 | 2.2 | kW | 380 | 5.6 | 50 | 2 | 2870 |  |  |  |  | 3 |  |  | 55 | F |  | Start | Not Available |  |  |  |  | GearBox |  |  | Internal | Vertical
EMO000860 | Gardner Denver | BN-10087371-009 | G-BH12BH1500 | 2.2 | kW | 380 | 5.6 | 50 | 2 | 2870 |  |  |  |  | 3 |  |  | 55 | F |  | Start | Not Available |  |  |  |  | GearBox |  |  | Internal | Vertical
EMO000805 | Elec-Trudrive | BB042362 | D200L | 30 | kW | 380 | 64 | 50 | 2 | 2945 | 6313 | 6312 | 200L | 55 | 3 | [5 empty] | Delta | Available |  |  |  | 305 | 318 | 200 |  | Internal | V/H
EMO002075 | ABB |  | MBT | 15 | kW | 380 | 30 | 50 | 4 | 1460 | 6209 | 6209 | 160L |  | 3 |  |  | 55 | F |  | Delta | Not Available | [5 empty] | 160 |  | Internal | Horizontal
EMO000278 | TECO | MN40472-2 | AEEB | 125 | HP | 380 | 165 | 50 | 2 | 2950 | 6316 | 6314 | 280 | 65 | 3 |  |  | 55 | F |  | Delta | Available |  |  |  | 457 | 368 | 280 |  | Internal | Horizontal
EMO000802 | Leroy Somer |  | LS132 | 7.5 | kW | 380 | 16 | 50 | 4 | 1400 | 6308 | 6307 | 132M | 38 | 3 | [5 empty] | Delta | Not Available |  |  |  | 180 | 210 | 132 |  | Internal | Horizontal
EMO000801 | Bharat Bijlee |  | ILA3078 | 7.5 | kW | 380 | 16 | 50 | 4 | 1440 |  |  | 132M | 38 | 3 |  | 87 | 55 | F |  | Delta | Not Available |  |  |  | 180 | 210 | 132 |  | Internal | Horizontal
EMO002894 | TECO |  | AEEBPA | 55 | kW | 380 | 105 | 50 | 4 | 1470 | NU216 | 6213 | 250SC | 70 | 3 |  |  | 55 | F |  | Delta | Available |  |  |  | 311 | 406 | 250 |  | Internal | Horizontal
EMO003303 | ABB |  | MBT | 15 | kW | 380 | 33 | 50 | 6 | 970 |  |  | 180L | 48 | 3 | 0.77 |  | 55 | F |  | Delta | Not Available |  |  |  | 279 | 279 | 180 |  | Internal | Horizontal
EMO000525 | TECO | 9K60023 | AEEBAC | 20 | HP | 380 | 31.9 | 50 | 6 | 965 | 6311 | 6310 | 180L | 48 | 3 |  |  | 55 | F |  | Delta | Not Available |  |  |  | 279 | 279 | 180 |  | Internal | Horizontal
EMO000799 | ABB | 9000760C05 | M2BA | 22 | kW | 380 | 42 | 50 | 4 | 1455 | 6210 | 6210 | 180LC |  | 3 | 0.87 |  | 55 | F | S1 | Delta | Not Available | [7 empty] | Internal | Horizontal
EMO000798 | TECO | H6104524015 | AEEBKB | 25 | HP | 380 | 34.4 | 50 | 4 | 1450 | 6311 | 6310 | 180AC |  | 3 |  |  | 55 | F | S1 | Delta | Not Available | [7 empty] | Internal | Horizontal
EMO003848 | ABB | 3440VM | HYA | 4 | kW | 380 | 8.7 | 50 | 4 | 1415 | 6307 | 6306 | 112M |  | 3 | 0.83 |  | 55 | F | S1 | Delta | Not Available | [7 empty] | Internal | Horizontal
EMO000796 | TECO | AEEBKB |  | 18.5 | kW | 380 | 36.7 | 50 | 4 | 1460 | 6309 | 6307 | 160L |  | 3 |  |  | 55 | F | S1 | Delta | Not Available | [7 empty] | Internal | Horizontal
EMO000795 | ABB |  | MBT | 15 | kW | 380 | 30 | 50 | 4 | 1485 | 6209 | 6209 | 160 |  | 3 |  |  |  | F |  | Delta | Not Available | [7 empty] | Internal | Horizontal
EMO000397 | Stromberg | 9274MP | HXUR | 15 | kW | 380 | 30 | 50 | 4 | 1450 | 6309 | 6309 | 160L |  | 3 |  |  | 54 |  | S1 | Delta | Not Available | [5 empty] | 160 |  | Internal | Horizontal
EMO001617 | TECO | P45130230156 | AEEB | 7.5 | kW | 380 | 16.2 | 50 | 4 | 1450 | 6308 | 6306 | 132M |  | 3 |  |  | 55 | F |  | Delta | Not Available | [7 empty] | Internal | Horizontal
EMO003864 | ABB | 3GAA162002-ADA | M2AA | 15 | kW | 380 | 30 | 50 | 4 | 1445 | 6209 | 6209 | 160 |  | 3 | 0.84 |  | 55 | F |  | Delta | Not Available | [5 empty] | 160 |  | Internal | Horizontal
EMO000350 |  |  |  | 3.7 | kW | 380 | 3.5 | 50 | 4 | 1440 | 6206 | 6206 | 112M |  | 3 |  |  | 55 | F |  | Delta | Not Available | [5 empty] | 112
EMO000398 | ABB |  | QU | 7.5 | kW | 380 | 16 | 50 | 4 | 1450 |  |  | 132M |  | 3 |  |  | 55 | F |  | Delta | Not Available | [5 empty] | 132 |  | Internal | Horizontal
EMO003153 | ABB |  | MBT | 22 | kW | 380 | 44 | 50 | 4 | 1450 |  |  | 180L |  | 3 |  |  | 55 | F | S1 | Delta | Not Available | [7 empty] | Internal | Horizontal
EMO000792 | TECO | MN-70180-1 | AEEBWA | 15 | kW | 380 | 31.9 | 50 | 6 | 965 | 6311 | 6310 | 180L |  | 3 |  |  | 55 | F |  | Delta | [8 empty] | Internal | Horizontal
EMO003392 | ABB | A406007035002 | M2QA | 2.2 | kW | 380 | 4.98 | 50 | 4 | 1430 | 6206 | 6206 | 100L |  | 3 |  |  | 55 | F |  | Delta | Not Available | [5 empty] | 100 |  | Internal | Horizontal
EMO003393 | ABB | A406007035008 | M2QA | 2.2 | kW | 380 | 4.98 | 50 | 4 | 1430 | 6206 | 6206 | 100L |  | 3 |  |  | 55 | F |  | Delta | Not Available | [5 empty] | 100 |  | Internal | Horizontal
EMO003395 | ASEA | 6012385 |  | 3.7 | kW | 380 | 6.5 | 50 | 6 | 930 |  |  | 132S |  | 3 | [6 empty] | Not Available | [5 empty] | 90 |  | Internal | Vertical
EMO003394 | STROMBERG | 265C3/2581DB | HXUR | 4 | kW | 380 | 7.2 | 50 | 6 | 950 | 6308 | 6307 |  |  | 3 |  |  |  |  | S1 |  | Not Available | [7 empty] | Internal | Vertical
EMO000059 | ABB | 569778 | M2BA | 5.5 | kW | 380 | 11.5 | 50 | 4 | 1455 | 6208 | 6208 | 132M |  | 3 | 0.82 |  | 55 | F | S1 | Delta | Not Available |  |  |  | - | - | - |  | Internal | Vertical
EMO000052 | ABB | 3GP1110629075001 | M3BA | 37 | kW | 380 | 68 | 50 | 4 | 1479 | 6313 | 6212 | 225SM |  | 3 | 0.84 |  | 55 | F | S1 | Delta | Not Available |  |  |  | - | - | - |  | Internal | Vertical
EMO000049 | ABB | 3GP1110629074002 | M3BA | 22 | kW | 380 | 40.9 | 50 | 4 | 1475 | 6310 | 6209 | 180ML |  | 3 | 0.84 |  | 55 | F | S1 | Delta | Not Available |  |  |  | - | - | - |  | Internal | Vertical
EMO000044 | ABB | 3GP1110629074001 | M3BA | 22 | kW | 400 | 40.9 | 50 | 4 | 1475 | 6310 | 6209 | 180LC |  | 3 | 0.84 |  | 55 | F | S1 | Delta | Not Available |  |  |  | - | - | - |  | Internal | Horizontal
EMO000040 | ABB | 36P10012885 | M3BP | 75 | kW | 380 | 140 | 50 | 4 | 1482 | 6316 | 6316 | 280SM |  | 3 | 0.86 |  | 55 | F | S1 | Delta | Available |  |  |  | - | - | - |  | Internal | Horizontal
EMO000038 | ABB | 36P | M3BP | 75 | kW | 380 | 140 | 50 | 4 | 1482 | 6316 | 6316 | 280SM |  | 3 | 0.86 |  | 55 | F | S1 | Delta | Available |  |  |  | - | - | - |  | Internal | Horizontal
EMO000791 | ABB | 000329 | MBT | 5.5 | kW | 380 | 12.5 | 50 | 4P | 1470 |  |  | 132 M |  | 3 |  |  | 55 | F | S1 | Delta | Not Available | [7 empty] | Internal | Horizontal
EMO000790 | ABB | 000328 | MBT | 5.5 | kW | 380 | 12.5 | 50 | 4P | 1470 |  |  | 132 M |  | 3 |  |  | 55 | F | S1 | Delta | Not Available | [7 empty] | Internal | Horizontal
EMO000789 | Toshiba | 44003697 | IKK | 7.5 | kW | 380 | 15.4 | 50 | 6 | 960 | 6310 | 6208 | 160M | 38 | 3 |  |  | 44 | B |  |  | Not Available |  |  |  | 178 | 216 | 132 |  | Internal | Horizontal
EMO000788 | Toshiba | 44003698 | IKK | 7.5 | kW | 380 | 15.4 | 50 | 6 | 960 | 6310 | 6208 | 160M | 38 | 3 |  |  | 44 | B |  |  | Not Available |  |  |  | 178 | 216 | 132 |  | Internal | Horizontal
EMO003400 | TECO | H6104524016 | AEEBKB | 18.5 | kW | 380 | 34.4 | 50 | 4 | 1450 | 6311 | 6310 | 180M |  | 3 |  |  | 55 | F | S1 | Delta | Not Available | [5 empty] | 180 |  | Internal | Horizontal
EMO003964 | BROOK CROMPTON | GX003662 | WUDF 200 L | 30 | kW | 380 | 58 | 50 | 4 | 1470 | 6313 | 6313 | 200L |  | 3 | 0.85 |  | 55 | F | S1 | Delta | Available | [5 empty] | 200 |  | Internal | Horizontal
EMO003089 | ABB |  | HXUR | 2.2 | KW | 380 | 5.3 | 50 | 4 | 1410 | 6306 | 6206 | 100L |  | 3 |  |  | 55 | F | S1 | Start | Not Available | [5 empty] | 100 |  | Internal | Horizontal
EMO003340 | TECO |  | Dipasang ke FIN1 | 7.5 | kW | 380 | 14.1 | 60 | 4 | 1480 |  |  | 132 |  | 3 |  |  | 55 | F | S1 | Start | Not Available | [5 empty] | 132 |  | Internal | Horizontal
EMO002524 | STROMBERG | A8509MD | HXR | 7.5 | kW | 380 | 15 | 50 | 4 | 1440 | 6308 | 6307 |  |  | 3 |  |  | 55 |  | S1 | Delta | Available | [7 empty] | Internal | Vertical
EMO000783 | ABB |  |  | 7.5 | kW | 380 | 16 | 50 | 4 | 1450 |  |  | 132M | 38 | 3 | 0.85 |  | 55 | F |  | Delta | Not Available |  |  |  | 178 | 216 | 132 |  | Internal | V/H
EMO000782 | ABB |  |  | 7.5 | kW | 380 | 16 | 50 | 4 | 1450 |  |  | 132M | 38 | 3 | 0.85 |  | 55 | F |  | Delta | Not Available |  |  |  | 178 | 216 | 132 |  | Internal | V/H
EMO002893 | TECO | 907A008009 | AEEBKB | 125 | HP | 380 | 169 | 50 | 4 | 1470 | 6319 | 6318 | 280SC |  | 3 |  |  | 55 | F |  | Delta | Available | [5 empty] | 280 |  | Internal | Horizontal
EMO002819 | ABB | 1034506F15 | M2BA | 11 | kW | 380 | 20 | 50 | 2 | 2905 | 6309 | 6309 | 160M |  | 3 | 0.91 |  | 55 | F |  | Delta | Not Available | [5 empty] | 160 |  | Internal | Horizontal
EMO000006 | ABB |  | MBT | 11 | kW | 380 | 21 | 50 | 2 | 2930 | 6209 | 6209 | 160M |  | 3 |  |  | 55 | F |  | Delta | Not Available | [7 empty] | Internal | Horizontal
EMO000781 | TECO | 7651380027 | AEEB | 37 | kW | 380 | 71 | 50 | 2 | 2955 | 6312 | 6312 | 200LA |  | 3 |  |  | 55 | F |  | Delta | Available | [5 empty] | 200 |  | Internal | Horizontal
EMO000780 | ABB | 3282382 1935WM | M2BA | 55 | kW | 380 | 103 | 50 | 4 | 1476 | 6315 | 6315 | 250SM |  | 3 | 0.87 |  | 55 | F | S1 | Delta | Available | [7 empty] | Internal | Horizontal
EMO000779 | ABB | 323290506265XM | M2BA | 110 | kW | 380 | 200 | 50 | 4 | 1486 | 6319 | 6316 | 315SM |  | 3 | 0.88 |  | 55 | F | S1 | Delta | Available | [7 empty] | Internal | Horizontal
EMO002943 | WEG |  | ET | 3.7 | kW | 380 | 9,5 | 50 | 2 | 2950 | 6308 | 6207 | 112M | 35 | 3 | [6 empty] | Not Available |  |  |  | 140 | 216 | 112 |  | Internal | Horizontal
EMO000776 | ABB | 3281509 1670WM | M2BA | 55 | kW | 380 | 103 | 50 | 4 | 1476 | 6315 | 6315 | 250SM |  | 3 | 0.87 |  | 55 | F | S1 | Delta | Available | [7 empty] | Internal | Horizontal
EMO003235 | HWADA | IE0403801015 | Y2 | 110 | kW | 380 | 201 | 50 | 4 | 1485 | -- | -- | 315S |  | 3 | 0.88 | 94.5 | 54 | F | S1 | Delta | Available | [7 empty] | Internal | Horizontal
EMO002623 | WEG | ET213T0395 |  | 3.7 | kW | 380 | 9.5 | 50 | 2 | 2955 |  |  | 112 M |  | 3 |  |  | 55 | F | S1 | Delta | Not Available | [5 empty] | 112 |  | Internal | Horizontal
EMO000773 | ABB |  | M2AA | 37 | kW | 380 | 72 | 50 | 4 | 1475 | 6313 | 6212 | 225SM |  | 3 | 0.84 |  | 55 | F | S1 | Delta | Available | [7 empty] | Internal | Horizontal
EMO000693 | RELIANCE |  |  | 2.2 | kW | 380 | 4.7 | 50 | [6 empty] | 3 |  |  |  | F | S1 | Delta | Not Available | [7 empty] | Internal | Horizontal
EMO000694 | TECO | P9508161 | AEEBPA | 37 | kW | 380 | 71 | 50 | 2 | 2925 | 6312 | 6212 | 200L |  | 3 |  |  | 55 | F |  | Delta | Available | [5 empty] | 200 |  | Internal | Horizontal
EMO000697 | ABB |  | MBT | 1.1 | kW | 380 | 2.45 | 50 | 2 | 2930 | 6209 | 6209 | 160M |  | 3 |  |  | 55 | F | S1 | Delta | Not Available | [7 empty] | Internal | Vertical
EMO000696 | ABB |  | MBT | 1.1 | kW | 380 | 2.45 | 50 | 2 | 2930 | 6209 | 6209 |  |  | 3 |  |  | 55 | F | S1 | Delta | Not Available | [7 empty] | Internal | Vertical
EMO000759 | ABB | 252 | MBT | 11 | kW | 380 | 23 | 50 | 4 | 1455 | 6209 | 6209 | 160M |  | 3 | 0.81 |  | 55 | F |  | Delta | [8 empty] | Internal | Horizontal
EMO004021 | MARATHON | AK 15194001 j | HJN1 | 30 | kW | 380 | 57 | 50 | 4 | 1450 | NU312 | 6312 | 200LA | 55 | 3 |  |  | 55 | F | S1 | Delta | Not Available |  |  |  | 305 | 318 | 200 |  | Internal | Horizontal
EMO000757 | TECO | 216104524050 | AEEBKB | 18.5 | kW | 380 | 34.4 | 50 | 4 | 1450 | 6311 | 6310 | 180MC |  | 3 |  |  | 55 | F |  | Delta | [8 empty] | Internal | Horizontal
EMO002975 | ABB | 3434860 | M2BA | 75 | kW | 380 | 137 | 50 | 2 | 2974 | 6316 | 6316 | 280SM |  | 3 | 0.89 |  | 55 | F | S1 | Delta | Available | [5 empty] | 280 |  | Internal | Horizontal
EMO000624 | ABB |  | M2BA | 75 | kW | 380 | 140 | 50 | 4 | 1481 | 6316 | 6316 | 280S |  | 3 | 0.87 |  | 55 | F | S1 | Delta | Available | [7 empty] | Internal | Horizontal
EMO002866 | HWADA | 58485301-J | Y2 | 75 | kW | 380 | 140 | 50 | 4 | 1485 |  |  | 280S |  | 3 | 0.87 | 93.6 | 55 |  |  | Delta | Available | [5 empty] | 880 |  | Internal | Horizontal
EMO002005 | TECO | C56108-1 | AEEB | 110 | kW | 380 | 205 | 50 | 4 | 1480 | NU318 | 6316 | 280MC |  | 3 |  |  | 55 | F |  | Delta | Available | [7 empty] | Internal | Horizontal
EMO000962 | ABB | 3290840 | M2BA | 45 | kW | 380 | 86 | 50 | 4 | 1477 | 6313 | 6313 | 225S |  | 3 |  |  | 55 | F | S1 | Delta | Available | [7 empty] | Internal | Horizontal
EMO000750 | TECO | 9060005 | AEEBAC | 55 | kW | 380 | 108 | 50 | 6 | 970 | NU218 | 6211 | 280SC |  | 3 |  |  |  | F |  | Delta | Available | [7 empty] | Internal | Horizontal
EMO000749 | ABB | 72179148393VM | HXR | 75 | kW | 380 | 141 | 50 | 4 | 1473 | 6315 | 6313 | 250MB | 65 | 3 |  |  | 55 | F | S1 | Delta | Available |  |  |  | 349 | 406 | 250 |  | Internal | Horizontal
EMO004008 | MARATHON | AK115193301 | HJNA | 30 | kW | 380 | 59.2 | 50 | 6 | 980 | 6312 | 6311 | 225MC | 60 | 3 | 0.84 |  | 55 | F | S1 | Delta | Available |  |  |  | 311 | 356 | 225 |  | Internal | Horizontal
EMO000362 | TECO |  | AEEBAC | 15 | kW | 380 | 31.9 | 50 | 6 | 965 | 6311 | 6310 | 180LC | 48 | 3 |  |  | 55 | F | S1 | Delta | Not Available |  |  |  | 279 | 279 | 180 |  | Internal | Horizontal
EMO000745 | ABB | 3331990 | M2BA | 55 | kW | 380 | 103 | 50 | 4 | 1478 | 6315 | 6315 | 250SM | 65 | 3 | 0.87 |  | 55 | F | S1 | Delta | Available |  |  |  | 349 | 406 | 250 |  | Internal | Horizontal
EMO005304 | MARATHON | WX11010543-3001J | SCA 315 | 200 | kW | 380 | 359 | 50 | 4 | 1485 | 6319 | 6319 | 315 L |  | 3 | 0.879 | 95.9 | 55 | F | S1 | Delta | Available | [5 empty] | 280 |  | Internal | Horizontal
EMO000743 | ABB | 31977872427SM | HXR | 200 | kW | 380 | 445 | 50 | 8 | 743 | 6322 | 6319 | 355LA | 100 | 3 | 0.73 |  | 55 | F | S1 | Delta | Available |  |  |  | 500/ 560 | 610 | 355 |  | Internal
EMO000742 | ABB | 3232987 | M2BA | 90 | kW | 380 | 165 | 50 | 4 | 1481 | 6316 | 6316 | 280S | 75 | 3 | 0.88 |  | 55 | F | S1 | Delta | Available |  |  |  | 368/ 419 | 457 | 280 |  | Internal | Horizontal
EMO000741 | TECO | C102665-1 | AEJH | 250 | kW | 3000 | 62.9 | 50 | 8 | 750 | NU330 | 6322 | 400A | 125 | 3 |  | 94.5 | 55 | F | S1 |  | Available |  |  |  | 800 | 686 | 400 |  | Internal | Horizontal
EMO000740 | ABB | 32329895703XM | M2BA | 90 | kW | 380 | 165 | 50 | 4 | 1481 | 6316 | 6316 | 280SC | 80 | 3 | 0.88 |  | 55 | F | S1 |  | Available |  |  |  | 406/ 457 | 508 | 315 |  | Internal | Horizontal
EMO000739 | ABB | 32854306266XM | M2BA | 160 | kW | 380 | 315 | 50 | 8 | 741 | 6322 | 6319 |  | 100 | 3 | 0.81 |  | 55 | F | S1 |  | Available |  |  |  | 500/ 560 | 610 | 355 |  | Internal
EMO000738 | ABB | 32854306266XM | M2BA | 160 | kW | 380 | 315 | 50 | 8 | 741 | 6322 | 6319 | 355S | 100 | 3 | 0.81 |  | 55 | F | S1 | Delta | Available |  |  |  | 500/ 560 | 610 | 355 |  | Internal | Horizontal
EMO000737 | ABB | 6042364D12 | QU | 22 | kW | 380 | 43 | 50 | 4 | 1460 |  |  | 180L |  | 3 | 0.87 |  | 55 | F | S1 | Delta | Not Available | [5 empty] | 180 |  | Internal | Horizontal
EMO000736 | CGE | 21510 - 2 | C315MB6 | 150 | HP | 380 | 207 | 50 | 6 | 980 |  |  | 315M | 80 | 3 |  |  |  | B |  | Delta | Available |  |  |  | 457 | 508 | 315 |  | Internal | Horizontal
EMO000735 | CGE | 916684 | P 35MA6 | 200 | HP | 380 | 280 | 50 | 6 | 980 |  |  | 315ML |  | 3 | [5 empty] | Delta | Available |  |  |  | 450 | 520 | 315 |  | Internal | Horizontal
EMO000760 | ABB | GS2234459 | GU13MG | 5.5 | kW | 380 | 12.2 | 50 | 6 | 955 |  |  | 132M |  | 3 |  |  | 55 | F |  | Delta | Not Available | [7 empty] | Internal | Horizontal
EMO002172 | Asgen | 345140 | 180M4 | 18.5 | kW | 380 | 39 | 50 | 4 | 1460 | -- | -- | 180 |  | 3 |  |  | .00.0 | F |  | Delta | Available | [7 empty] | Internal | Horizontal
EMO000994 | TECO |  | AEEBPA | 11 | kW | 380 | 21.5 | 50 | 4 | 1455 | 6309 | 6307 | 160M | 42 | 3 |  |  | 55 | F | S1 | Delta | Not Available |  |  |  | 210 | 254 | 160 |  | Internal | Horizontal
EMO000730 | TECO | P9642141 | AEEBCB | 18.5 | kW | 380 | 37.6 | 50 | 4 | 1455 | 6311 | 6310 | 180M | 48 | 3 |  |  | 55 | F | S1 | Delta | Not Available |  |  |  | 279 | 279 | 180 |  | Internal | Horizontal
EMO003331 | TECO | 1871001357A008 | AEEB | 7.5 | kW | 380 | 16 | 50 | 6 | 950 |  |  |  |  | 3 |  |  | 55 | F | S1 | Delta | Not Available | [7 empty] | Internal | Horizontal
EMO000728 | ABB | 153 | MBT | 37 | kW | 380 | 74 | 50 | 4 | 1475 | 6214 | 6214 | 225S | 60 | 3 | [6 empty] | Available |  |  |  | 286/ 311 | 356 | 225 |  | Internal | Horizontal
EMO000727 | ABB | 32823411551WM | M2BA | 30 | kW | 380 | 59 | 50 | 4 | 1468 | 6312 | 6312 | 200ML | 55 | 3 | 0.86 |  | 55 | F | S1 | Delta | Available |  |  |  | 305 | 318 | 200 |  | Internal | Horizontal
EMO000555 | Joddar |  | 160L | 15 | kW | 380 | 30 | 50 | 4 | 1450 | 6309 | 6307 | 160L | 42 | 3 | [5 empty] | Delta | Available |  |  |  | 254 | 254 | 160 |  | Internal | Horizontal
EMO003039 | ABB | 3301111 | M2BA | 200 | kW | 380 | 366 | 50 | 4 | 1485 | 6319 | 6316 | 315ML |  | 3 | 0.87 |  | 55 | F | S1 | Delta | Available | [5 empty] | 315 |  | Internal | Horizontal
EMO002973 | ABB | 32848102800WM | M2BA | 75 | kW | 380 | 139 | 50 | 4 | 1475 | 6315 | 6315 | 250SM |  | 3 |  |  | 55 | F | S1 | Delta | Available | [7 empty] | Internal | Horizontal
EMO000723 | TECO | H248720005 | AEEB | 15 | kW | 380 | 30 | 50 | 6 | 965 | 6311 | 6310 | 180L | 48 | 3 |  |  | 54 | F | S1 | Delta | Not Available |  |  |  | 241 | 279 | 180 |  | Internal | Horizontal
EMO002991 | ABB | 792761 | MBT | 37 | kW | 380 | 73 | 50 | 6 | 980 |  |  | 250M |  | 3 | 0.8 |  | 55 | F | S1 | Delta | Available | [5 empty] | 250 |  | Internal | Vertical
EMO002978 | ABB | 3436361 | M2BA | 132 | kW | 380 | 260 | 50 | 8 | 741 | 6322 | 6319 | 355S |  | 3 | 0.81 |  | 55 | F | S1 | Delta | Available | [5 empty] | 355 |  | Internal | Vertical
EMO000720 | ABB |  | MBT | 15 | kW | 380 | 30 | 50 | 4 | 1460 | 6209 | 6209 | 160L | 42 | 3 |  |  | 55 | F |  | Delta | Not Available |  |  |  | 210 /254 | 254 | 160 |  | Internal | Horizontal
EMO000117 | MAREIMOTORI | A4C164200016 | A4E | 11 | kW | 380 | 22.5 | 50 | 4 | 1460 | 6310 | 6209 | 160M | 42 | 3 | 0.8 |  | 55 | F | S1 | Delta | Not Available |  |  |  | 210 | 254 | 160 |  | Internal | Horizontal
EMO000292 | ABB |  | MBT | 11 | kW | 380 | 23 | 50 | 4 | 1445 | 6209 | 6209 |  | 42 | 3 | 0.85 |  | 55 | F | S1 | Delta | Not Available |  |  |  | 210 | 254 | 160 |  | Internal | Horizontal
EMO000725 | ABB |  | M2BA | 200 | kW | 380 | 366 | 50 | 4 | 1485 | 6319 | 6316 |  | 90 | 3 | 0.87 |  | 55 | F | S1 | Delta | Available |  |  |  | 457/ 508 | 508 | 315 |  | Internal | Horizontal
EMO000716 | TECO |  | AEEBPA | 45 | kW | 380 | 93 | 50 | 4 | 1465 | 6313 | 6213 | 225MC |  | 3 |  |  | 55 | F | S1 | Delta | Available | [5 empty] | 225 |  | Internal | Horizontal
EMO000110 | TECO | MN60330 | AEEB | 22 | kW | 380 | 45.5 | 50 | 6 | 985 | 6312 | 6212 | 200L |  | 3 |  |  | 54 | F | S1 | Delta | Available | [5 empty] | 200 |  | Internal | Horizontal
EMO001212 | HWADA | 58661041-J | Y2 | 55 | kW | 380 | 102 | 50 | 4 | 1475 |  |  | 250M |  | 3 | [5 empty] | Delta | Not Available | [5 empty] | 250 |  | Internal | Horizontal
EMO005015 | TECO | 7106704002 | AEEBKB | 22 | kW | 380 | 46.4 | 50 | 8 | 730 | 6313 | 6213 | 225MC |  | 3 |  |  | 55 | F | S1 | Delta | Available | [7 empty] | Internal | Horizontal
EMO000450 | JODAR |  | 20CV | 15 | kW | 380 | 29.9 | 50 | 4 | 1450 |  |  | 160L |  | 3 | 0.85 |  | 55 | F | S1 | Delta | Not Available | [5 empty] | 160 |  | Internal | Horizontal
EMO000711 | ABB | 3434871 | M2BA | 75 | kW | 380 | 140 | 50 | 4 | 1481 | 6316 | 6316 | 280SM | 75 | 3 | 0.87 |  | 55 | F |  | Delta | Available |  |  |  | 368/ 419 | 457 | 280 |  | Internal | Horizontal
EMO000600 | ABB | 3290319-2977 WM | M2BA | 37 | kW | 380 | 71 | 50 | 4 | 1473 | 6312 | 6312 | 200 |  | 3 | 0.85 |  | 55 | F |  | Delta | Available | [5 empty] | 200 |  | Internal | Horizontal
EMO000709 | ABB |  | MBT | 55 | kW | 380 | 108 | 50 | 4 | 1475 | 6214 | 6214 | 250M | 65 | 3 |  |  | 54 |  |  | Delta | Available |  |  |  | 349 | 406 | 250 |  | Internal | Horizontal
EMO003397 | ABB |  | M2BA | 90 | kW | 380 | 165 | 50 | 4 | 1481 | 6316 | 6316 | 280SM | 75 | 3 | 0.88 |  | 55 | F |  | Delta | Available |  |  |  | 368 | 457 | 280 |  | Internal | Horizontal
EMO000521 | MARELI | 42093781001 | C180 | 18,5 | kW | 380 | 37.5 | 50 | 4 | 1460 | 6210 | 6210 | 180M | 48 | 3 |  |  | 55 | F | S1 | Delta | Not Available |  |  |  | 241 | 279 | 180 |  | Internal | Horizontal
EMO000705 | ABB | 3436358 | M2BA | 315 | kW | 380 | 570 | 50 | 4 | 1487 | 6322 | 6319 | 315SM | 100 | 3 |  |  | 55 | F | S1 | Delta | Available |  |  |  | 500/ 560 | 610 | 355 |  | Internal | Horizontal
EMO000921 | ABB |  | M2BA | 90 | kW | 380 | 165 | 50 | 4 | 1481 | 6316 | 6316 | 280SM | 75 | 3 | 0.88 |  | 55 | F | S1 | Delta | Available |  |  |  | 368/ 419 | 457 | 280 |  | Internal | Horizontal
EMO000703 | TECO | MN60319- 1 | AEEB | 30 | kW | 380 | 61,5 | 50 | 6 | 965 | 6313 | 6213 | 225MC | 60 | 3 |  |  | 55 | F | S1 | Delta | Available |  |  |  | 311 | 356 | 225 |  | Internal | Horizontal
EMO000702 | ABB | 3360839 | M2BA | 75 | kW | 380 | 140 | 50 | 4 | 1481 | 6316 | 6316 | 280S | 75 | 3 | 0.87 |  | 55 | F |  | Delta | Available |  |  |  | 368/ 419 | 457 | 280 |  | Internal | Horizontal
EMO000701 | TECO |  | AEEBTL | 55 | kW | 380 | 108 | 50 | 4 | 970 | NU318 | 6316 | 280SC | 80 | 3 |  |  | 55 | F |  | Delta | Available |  |  |  | 368 | 457 | 280 |  | Internal | Horizontal
EMO000287 | ABB | 320110497548XM | HXR | 30 | kW | 380 | 59 | 50 | 4 | 1475 | 6312 | 6312 | 200M | 55 | 3 | 0.79 |  | 55 | F | S1 | Delta | Available |  |  |  | 267/ 305 | 318 | 200 |  | Internal | Horizontal
EMO002977 | ABB | 3230705 | M2BA | 132 | kW | 380 | 247 | 50 | 6 | 988 | 6319 | 6319 | 315ML |  | 3 | 0.85 |  | 55 | F | S1 | Delta | Available | [7 empty] | Internal | Horizontal
EMO000751 | ABB | 3333394 | M2BA225SMB4B3 | 45 | kW | 380 | 86 | 50 | 4 | 1477 | 6313 | 6313 |  |  | 3 | 0.85 |  | 55 | F | S1 | Delta | Available | [7 empty] | Internal | Horizontal
EMO001936 | ABB | 32329595749XM | M2BA | 110 | kW | 380 | 200 | 50 | 4 | 1486 | 6319 | 6316 | 315S |  | 3 | 0.88 |  | 55 | F | S1 | Delta | Available | [7 empty] | Internal | Horizontal
EMO001065 | HUADA | 58485504 | Y2 315 S4 | 110 | kW | 380 | 201 | 50 | 4 | 1485 | 6319 | 6316 | 315SA | 80 | 3 | 0.85 |  | 54 | F | S1 | Delta | Available |  |  |  | 406/ 457 | 508 | 315 |  | Internal | Horizontal
EMO003102 | ABB | 7474415 | MBV | 75 | kW | 380 | 145 | 50 | 4 | 1485 | 6218 | 6218 | 280S | 65 | 3 | 0.85 |  | 54 | F |  | Delta | Available | [7 empty] | Internal | Horizontal
MGM000699 | TungLee |  | IK | 0.37 | kW | 380 | 0.9 | 50 | 4 | 1440 | 6304 | 6303 | 71M |  | 3 |  |  | 55 | F | S1 | STAR | Not Available | [5 empty] | 71 |  | Internal | Vertical
EMO000463 | ABB | 7474781 | MBV280S | 75 | kW | 380 | 145 | 50 | 4 | 1480 | -- | -- |  |  | 3 |  |  | 55 | F |  | Delta | Available | [7 empty] | Internal | Horizontal
EMO003926 | ABB | 3GBP312410-ADG03768405701 | M3BP | 200 | kW | 380 | 366 | 50 | 4 | 1484 | NU319 | 6316 | 315 | 90 | 3 | 0.87 |  | 55 | F |  | Delta | Available | [7 empty] | Internal | Horizontal
EMO002135 | ABB | 90300 | MBT | 45 | kW | 380 | 86 | 50 | 4 | 1477 | 6313 | 6313 |  |  | 3 | 0.85 |  | 55 | F | S1 | Delta | Available | [7 empty] | Internal | Horizontal
EMO001695 | TECO | AC5B005-18 | AEEBPA | 125 | HP | 380 | 168 | 50 | 4 | 1475 | 6318 | 6316 | 280SC | 80 | 3 |  |  | 55 | F | S1 | Delta | Available |  |  |  | 368 | 457 | 280 |  | Internal | Horizontal
EMO000752 | TECO | C7B070-1 | AEEBKA | 110 | kW | 380 | 205 | 50 | 4 | 1480 | NU318 | 6316 | 280M |  | 3 |  |  | 55 | F | S1 | Delta | Available | [5 empty] | 280 |  | Internal | Horizontal
EMO002117 | ASGEN | 3527377 |  | 25 | kW | 380 | 64 | 50 | 6 | 965 | NU313 | 6213 | 225 |  | 3 |  |  | 55 | F | S1 | Delta | Available | [7 empty] | Internal | Horizontal
EMO002128 | STROMBERG | A8160MD | HXUR 265G2 | 7.5 | kW | 380 | 15.8 | 50 | 4 | 1450 | 6308 | 6307 | 132M |  | 3 | 0.85 |  | 55 | F | S1 | Delta | Not Available |  |  |  | - | - | - |  | Internal | Vertical
EMO004931 | ASEA | MK213804-B-29 | M180L48-4 | 22 | kW | 380 | 43 | 50 | 4 | 1460 | 6311 | 6310 | 180LC | 48 | 3 |  |  | 54 | B | S1 | Delta | Not Available |  |  |  | 279 | 279 | 180 |  | Internal | Horizontal
EMO001016 | TECO | 0K611012 | AEEBAC | 15 | kW | 380 | 31.9 | 50 | 6 | 965 | 6311 | 6310 | 180LC | 48 | 3 |  |  | 55 | F | S1 | Delta | Not Available |  |  |  | 279 | 279 | 180 |  | Internal | Horizontal
EMO002844 | ABB | 3417583 | M2BA 260S MB | 55 | kW | 380 | 105 | 50 | 6 | 988 | 6316 | 6316 | 260S |  | 3 | 0.85 |  | 55 | F | S1 | Delta | Available | [5 empty] | 260 |  | Internal | Horizontal
EMO000579 | ABB | 00 249 | MBT | 37 | kW | 380 | 74 | 50 | 4 | 1580 | 6214 | 6214 | 225S |  | 3 |  |  | 55 | F | S1 | Delta | Available | [7 empty] | Internal | Horizontal
EMO000668 | RELIANCE | 28KL438025-ZW | L3203Z | 110 | kW | 460 | 180 | 50 |  | 1170 |  |  |  |  | 3 |  |  |  | F | S1 |  | Available | [7 empty] | External | Horizontal
EMO001091 | HUADA |  | Y2 | 37 | kW | 380 | 73 | 50 | 4 | 1475 |  |  | 225S |  | 3 | 0.84 |  | 55 | F | S1 | Delta | Available | [5 empty] | 225 |  | Internal | Horizontal
EMO008017 | SIEMENS | 800022512330/001 | 3-3AB4-Z | 200 | kW | 380 | 350 | 50 | 2 | 2982 | 6319 | 6319 | 315 L |  | 3 |  |  | 55 | F | S1 |  | Available | [7 empty] | Internal | Horizontal
EMO000695 | RELIANCE | IDCZ21493-TI-YX | B847AT | 220 | kW | 440 | 546 |  |  | 217/1016 |  |  |  |  | 3 |  |  |  | F | S1 |  | Not Available | [7 empty] | Internal | Horizontal
EMO000764 | RELIANCE | 14KL438025-YW | L3203Z | 110 | kW | 400 | 180 |  |  | 1170 | BE70BC 03J30X | D62BC 03J30X | L3203Z |  | 3 |  |  | 55 | F | S1 |  | Available | [7 empty] | Internal | Horizontal
EMO003644 | RELIANCE | B9161001-010001 | L4346A | 450 | kW | 460 | 712 |  |  | 1790/2800 |  |  | L4346A |  | 3 |  |  |  | F | S1 |  | Available | [7 empty] | Internal | Horizontal
EMO000674 | RELIANCE | 08KL438025-ZW | L4034Z | 220 | kW | 460 | 355 |  |  | 1180/2000 |  |  | L4034Z |  | 3 |  |  |  | F | S1 |  | Available | [7 empty] | Internal | Horizontal
EMO000826 | RELIANCE | 4VM4380027-A1-RX | P | 375 | kW | 460 | 583 |  |  | 1187 | 110BC02J30X | 110BC02J30X | P |  | 3 |  |  |  | F | S1 |  | Available | [7 empty] | Internal | Horizontal
EMO002976 | ABB |  | MBT 160M | 11 | kW | 380 | 22 | 50 | 4 | 1455 |  |  | 160M |  | 3 |  |  | 55 | F | S1 | Delta | Not Available | [5 empty] | 160 |  | Internal | Horizontal
EMO002505 | TECO | 9360010 | AEEBAC | 15 | kW | 380 | 31.9 | 50 | 6 | 985 | 6311 | 6310 | 180L |  | 3 |  |  | 54 | F | S1 | Delta | Not Available | [7 empty] | Internal | Horizontal
EMO003483 | RELIANCE | B633557-010002MN | L4864A | 60 | HP | 400 | 74/76 |  |  | 1440/2000 |  |  |  |  | 3 |  |  |  | H | S1 |  | Available | [7 empty] | Internal | Horizontal
EMO008018 | SIEMENS | 800022512330/002 | 3-3AB4-Z | 200 | kW | 380 | 350 | 50 | 2 | 2982 | 6319 | 6319 | 315 L |  | 3 |  |  | 55 | F | S1 |  | Available | [7 empty] | Internal | Horizontal
MGM000108 | DIETZ | 1298368 | DP90 | 0.8 | kW | 380 | 2.4 | 50 | 6 | 920 |  |  | 90 |  | 3 |  |  | 33 |  | S1 | Start | Not Available | [5 empty] | 90 |  | Internal | Horizontal
MGM000605 | SUMITOMO | S5F013964 | F132S/4 | 5.5 | kW | 380 | 11.1 | 50 | 4 | 1420 |  |  | 132S |  | 3 |  |  | 55 | F | S1 | Delta | Not Available | [5 empty] | 132 |  | Internal | Vertical
EMO001297 | RELIANCE | VM438025-AI-ZW | P | 300 | HP | 400 | 470 | 60 |  | 108/1186 |  |  | 18E600 |  | 3 |  |  |  | F | S1 |  | Available | [7 empty] | Internal | Horizontal
EMO003736 | SEW |  | R6/DM100LS4/BMS | 2.2 | kW | 380 | 4.9 | 50 | 4 | 1420 |  |  | 100L |  | 3 |  |  | 55 | F | S1 | Delta | Not Available | [5 empty] | 100 |  | Internal | Vertical
EMO003861 | TungLee |  | IK | 0.37 | kW | 380 | 0.9 | 50 | 4 | 1420 |  |  | 90 |  | 3 |  |  | 55 | F | S1 | START | Not Available | [5 empty] | 90 |  | Internal | Horizontal
EMO003549 | SEW | 35312964410136002M1 | R6/DM100LS4/BMS | 2.2 | kW | 380 | 4.9 | 50 | 4 | 1420 |  |  | 100L |  | 3 |  |  | 55 | F | S1 | Delta | Not Available | [5 empty] | 100 |  | Internal | Vertical
EMO003805 | SUMITOMO | HN1377200 | V71M/4 | 0.4 | kW | 380 | 1.23 | 50 | 4 | 1420 |  |  | 71M |  | 3 |  |  | 55 | F | S1 | Start | Not Available | [5 empty] | 71 |  | Internal | Vertical
MGM000702 | TungLee |  | IK | 0.37 | kW | 380 | 0.9 | 50 | 4 | 1440 | 6304 | 6303 | 71M |  | 3 |  |  | 55 | F | S1 | STAR | Not Available | [5 empty] | 71 |  | Internal | Vertical
MGM000703 | TungLee |  | IK | 0.37 | kW | 380 | 0.9 | 50 | 4 | 1440 | 6304 | 6303 | 71M |  | 3 |  |  | 55 | F | S1 | STAR | Not Available | [5 empty] | 71 |  | Internal | Vertical
MGM000704 | TungLee |  | IK | 0.37 | kW | 380 | 0.9 | 50 | 4 | 1440 | 6304 | 6303 | 71M |  | 3 |  |  | 55 | F | S1 | STAR | Not Available | [5 empty] | 71 |  | Internal | Vertical
MGM000705 | TungLee |  | IK | 0.37 | kW | 380 | 0.9 | 50 | 4 | 1440 | 6304 | 6303 | 71M |  | 3 |  |  | 55 | F | S1 | STAR | Not Available | [5 empty] | 71 |  | Internal | Vertical
MGM000706 | TungLee |  | IK | 0.37 | kW | 380 | 0.9 | 50 | 4 | 1440 | 6304 | 6303 | 71M | Motor Dibongkar | 3 |  |  | 55 | F | S1 | STAR | Not Available | [5 empty] | 71 |  | Internal | Vertical
MGM000707 | SUMITOMO |  | V71M/4 | 0.4 | kW | 380 | 1.23 | 50 | 4 | 1420 |  |  | 71M |  | 3 | 0.69 |  | 55 | F | S1 | STAR | Not Available | [5 empty] | 71 |  | Internal | Vertical
MGM000710 | TungLee |  | IK | 0.37 | kW | 380 | 0.9 | 50 | 4 | 1440 | 6304 | 6303 | 71M |  | 3 |  |  | 55 | F | S1 | STAR | Not Available | [5 empty] | 71 |  | Internal | Vertical
MGM000711 | TungLee |  | IK | 0.37 | kW | 380 | 0.9 | 50 | 4 | 1440 | 6304 | 6303 | 71M |  | 3 |  |  | 55 | F | S1 | STAR | Not Available | [5 empty] | 71 |  | Internal | Vertical
MGM000712 | SUMITOMO |  | V71M/4 | 0.4 | kW | 380 | 1.23 | 50 | 4 | 1420 |  |  | 71M |  | 3 | 0.69 |  | 55 | F | S1 | STAR | Not Available | [5 empty] | 71 |  | Internal | Vertical
MGM000714 | TUNGLEE |  | IK | 0.37 | kW | 380 | 0.9 | 50 | 4 | 1440 | 6304 | 6303 | 71 M |  | 3 |  |  | 55 | F | S1 | STAR | Not Available | [5 empty] | 71 |  | Internal | Vertical
MGM000715 | TUNGLEE |  | IK | 0.37 | kW | 380 | 0.9 | 50 | 4 | 1440 | 6304 | 6303 | 71 M |  | 3 |  |  | 55 | F | S1 | STAR | Not Available | [5 empty] | 71 |  | Internal | Vertical
MGM000716 | TUNGLEE |  | IK | 0.37 | kW | 380 | 0.9 | 50 | 4 | 1440 | 6304 | 6303 | 71 M |  | 3 |  |  | 55 | F | S1 | STAR | Not Available | [5 empty] | 71 |  | Internal | Vertical
MGM000723 | TUNGLEE |  | IK | 0.37 | kW | 380 | 0.9 | 50 | 4 | 1440 | 6304 | 6303 | 71 M |  | 3 |  |  | 55 | F | S1 | STAR | Not Available | [5 empty] | 71 |  | Internal | Vertical
MGM000717 | TUNGLEE | 00 636 | IK | 0.37 | kW | 380 | 0.9 | 50 | 4 | 1440 | 6304 | 6303 | 71 M |  | 3 |  |  | 55 | F | S1 | STAR | Not Available | [5 empty] | 71 |  | Internal | Vertical
MGM000890 | SEW |  | RF47 DRS71S4/AL | 0.37 | kW | 380 | 1.2 | 50 | 4 | 1380 |  |  | 71 S |  | 3 | 0.7 |  |  |  | S1 | STAR | Not Available | [5 empty] | 71 |  | Internal | Vertical
MGM000719 | SEW |  | RF47 DRS71S4/AL | 0.37 | kW | 380 | 1.2 | 50 | 4 | 1380 |  |  | 71 S |  | 3 | 0.7 |  |  |  | S1 | STAR | Not Available | [5 empty] | 71 |  | Internal | Vertical
MGM000720 | SEW | 407625059902000218 | RF47 DRS71S4/AL | 0.37 | kW | 380 | 1.2 | 50 | 4 | 1380 |  |  | 71 S |  | 3 | 0.7 |  |  |  | S1 | STAR | Not Available | [5 empty] | 71 |  | Internal | Vertical
MGM000889 | SEW |  | RF47 DRS71S4/AL | 0.37 | kW | 380 | 1.2 | 50 | 4 | 1380 |  |  | 71 S | Motor Dibongkar | 3 | 0.7 |  |  |  | S1 | STAR | Not Available | [5 empty] | 71 |  | Internal | Vertical
EMO000761 | RELIANCE | 23KL438025-YW |  | 220/220 | kW | 400 | 180 | 50 |  | 1160 | BL95BC 02J30X | DE8BC03J36X | L40343 |  | 3 |  |  | 55 | F |  |  | Available | [7 empty] | Internal | Horizontal
EMO000762 | RELIANCE | 15KL408025-YW |  | 110 | kW | 400 | 180 | 50 |  | 1170 | BEL70B C03J30X | DE65BC 03J30X | L3203Z |  | 3 |  |  | 55 | F |  |  | Available | [7 empty] | Internal | Horizontal
MGM000700 | TungLee |  |  | 0.4 | kW | 380 | 1,2 | 50 | 4 | 1400 |  |  |  |  | 3 | [6 empty] | Not Available | [7 empty] | Internal | Vertical
EMO000763 | RELIANCE | 13KL438025-YW |  | 110 | kW | 400 | 180 | 50 |  | 1170 | BE70B C03J30X | D65BC 03J30X | L3203Z |  | 3 |  |  | 55 | F |  |  | Available | [7 empty] | Internal | Horizontal
EMO000765 | RELIANCE | 12KL435-ZW |  | 110 | kW | 400 | 180 | 50 |  | 1170 | BE70B C03J30X | D65BC 03J30X | L3203Z |  | 3 |  |  | 55 | F |  |  | Available | [7 empty] | Internal | Horizontal
EMO002853 | Work Energy | ASEQ (MGM000712) |  | 0.4 | kW | 380 | 1.1 | 50 | 4 | 1420 |  |  | 71M |  | 3 |  |  |  | F | S1 | STAR | Not Available | [7 empty] | Internal | Horizontal
EMO001024 | RELIANCE | 04KL438027-Q3 |  | 75 | kW | 400 | 124 | 50 |  | 1160 | BL65B C03J30X | D55BC0 2J30X | L2882Z |  | 3 |  |  | 55 | F | S1 |  | Available | [7 empty] | Internal | Horizontal
EMO000767 | RELIANCE | 19KL438025-ZW |  | 51 | kW | 400 | 86 | 50 |  | 1175 | BL60BC 03J30X | D50BC0 2J30X | L2570Z |  | 3 |  |  | 55 | F |  |  | Available | [7 empty] | Internal | Horizontal
EMO000768 | RELIANCE |  |  | 150 | kW | 400 | 240 | 50 |  | 1175 | BL95BC 02J30X | D80BC0 2J30X | L3698Z |  | 3 |  |  | 55 | F |  |  | Available | [7 empty] | Internal | Horizontal
EMO000769 | RELIANCE | 16KL438025-ZM |  | 110 | kW | 400 | 180 | 50 |  | 1170 | BL70B C03J30X | D65BC 03J30X | L3203Z |  | 3 |  |  | 55 | F |  |  | Available | [7 empty] | Internal | Horizontal
EMO000770 | RELIANCE | 21KL438025-ZK |  | 75 | kW | 400 | 124 | 50 |  | 1160 | BEL65BC03J30K | DE55BC02J30X | L2882 |  | 3 |  |  | 55 | F |  |  | Available | [7 empty] | Internal | Horizontal
EMO003431 | ASGEN | 358906 | 225 M/4 | 45 | kW | 380 | 83 | 50 | 4 | 1480 | NU 313 |  | 225M |  | 3 |  |  | 24 | F | S1 | Delta | Available | [7 empty] | Internal | Horizontal
EMO000771 | RELIANCE | 17KL438025-YW |  | 75 | kW | 400 | 124 | 50 |  | 1160 | BL65B C03J30X | D55BC0 2J30X | L2882Z |  | 3 |  |  | 55 | F |  |  | Available | [7 empty] | Internal | Horizontal
EMO000772 | RELIANCE | 18KL438025-YW |  | 75 | kW | 400 | 124 | 50 |  | 1160 | BL60BC 03J30X | D55BC0 2J30X | L2882Z |  | 3 |  |  | 55 | F |  |  | Available | [7 empty] | Internal | Horizontal
EMO003224 | RELIANCE | 27KL438025ZW |  | 75 | kW | 400 | 1160 | 50 | 4 | 1440 |  |  |  |  | 3 | [6 empty] | Available | [7 empty] | Internal
EMO001279 | RELIANCE | 26KL438025YW | L2570Z | 51 | kW | 400 | 86 | 60 | 4 | 1750 |  |  | L2570Z |  | 3 | [6 empty] | Available | [8 empty] | Horizontal
EMO003802 | Sumitomo |  |  | 0.37 | kW | 380 | 1.2 | 50 | 4 | 1425 |  |  | 90S |  | 3 |  |  | 55 | F | S1 | Start | Not Available | [7 empty] | Internal | Horizontal
MGM000930 | TungLee | T16A0310V | TL32-0400 | 0.4 | kW | 380 | 1.1 | 50 | 4 | 1400 |  |  |  |  | 3 |  |  | 44 | E |  | Start | Not Available | [7 empty] | Internal | Vertical
MGM000781 | TungLee | T18B26101 | TL32-0400 | 0.4 | kW | 380 | 1.1 | 50 | 4 | 1400 |  |  |  |  | 3 |  |  | 44 | E |  | Start | Not Available | [7 empty] | Internal | Vertical
EMO002460 | DEMAG | 34170160 | KBH160B | 11.4/1.7 | kW | 380 | 26/17 | 50 | 2/12 | 2870/460 |  |  |  |  | 3 | 0.88/0.36 |  | 54 | F |  | Start | Not Available | [7 empty] | Internal | Vertical
EMO002461 | DEMAG | 34613132 | KBF160B | 11.4/1.7 | kW | 380 | 26/17 | 50 | 2 | 2870/460 |  |  | 160B |  | 3 | 0.88/0.36 |  | 54 | F |  | Start | Not Available | [7 empty] | Internal | Vertical
MGM000190 | DEMAG | 70301557 | KBF90A | 0.20/0.80 | kW | 380 | 1.50/2.50 | 50 | 8/2 | 590/2520 |  |  |  |  | 3 | 0.64/0.92 |  | 54 | F |  | Start | Not Available | [7 empty] | Internal | Vertical
MGM000191 | DEMAG | 43469329 | KBF90A | 0.20/0.80 | kW | 380 | 1.50/2.50 | 50 | 8/2 | 590/2520 |  |  |  |  | 3 | 0.64/0.92 |  | 54 | F |  | Start | Not Available | [7 empty] | Internal | Vertical
MGM000192 | DEMAG | 70593792 | KBF100A | 0.26/1.20 | kW | 380 | 1.60/3.20 | 50 | 8/2 | 610/2620 |  |  |  |  | 3 | 0.62/0.93 |  | 54 | F |  | Start | Not Available | [7 empty] | Internal | Vertical
MGB000525 | DEMAG | 70593791 | KBF100A | 0.26/1.20 | kW | 380 | 1.60/3.20 | 50 | 8/2 | 610/2620 |  |  |  |  | 3 | 0.62/0.93 |  | 54 | F |  | Start | Not Available | [7 empty] | Internal | Vertical
EMO002462 | DEMAG | 41100418 | KBH140BA | 11.4 | kW | 380 | 32 | 50 | 4 | 1440 |  |  |  |  | 3 | 0.75 |  | 54 | F |  |  | Not Available | [7 empty] | Internal | Vertical
EMO002463 | DEMAG | 41100403 | KBH160B | 17.8 | kW | 380 | 46 | 50 | 4 | 1440 |  |  |  |  | 3 | 0.78 |  | 54 | F |  | Start | Not Available | [7 empty] | Internal | Vertical
EMO002464 | DEMAG | 41100415 | KBH140BA | 11.4 | kW | 380 | 32 | 50 | 4 | 1420 |  |  |  |  | 3 | 0.75 |  | 54 | F |  |  | Not Available | [7 empty] | Internal | Vertical
EMO003962 | DEMAG |  | ZBF112A | 0.46/1.90 | kW | 380 | 2.50/4.30 | 50 | 8 | 705/2855 |  |  |  |  | 3 | 0.49/0.85 |  | 54 | F |  | Start | Not Available | [7 empty] | Internal | Vertical
MGM000197 | DEMAG | 43122743 | ZB112A | 0.46/1.90 | kW | 380 | 2.50/4.30 | 50 | 8/2 | 705/2855 |  |  |  |  | 3 | 0.49/0.85 |  | 54 | F |  | Start | Not Available | [7 empty] | Internal | Vertical
MGM000195 | DEMAG |  | ZBF100A8/2 | 0.46/1.90 | kW | 380 | 2.50/4.30 | 50 | 8/2 | 705/2855 |  |  |  |  | 3 |  |  | 54 | F |  | Start | Not Available | [7 empty] | Internal | Vertical
MGM000194 | DEMAG |  | ZBF112A8/2 | 0.29/1.20 | kW | 380 | 2.10/3.20 | 50 | 8/2 | 685/2760 |  |  |  |  | 3 |  |  | 54 | F |  | Start | Not Available | [7 empty] | Internal | Vertical
EMO002465 | KONE |  | MF13Z-106N | 15/2.5 | kW | 380 | 33/16 | 50 | 2/12 | 2810/430 |  |  |  |  | 3 | [6 empty] | Not Available | [7 empty] | Internal | Vertical
EMO002466 | KONE |  | MF13Z-106N | 15/2.5 | kW | 380 | 33/16 | 50 | 2/12 | 2810/430 |  |  |  |  | 3 | [6 empty] | Not Available | [7 empty] | Internal | Vertical
EMO002467 | KONE |  | MF13Z-106N | 15/2.5 | kW | 380 | 33/16 | 50 | 2/12 | 2810/430 |  |  |  |  | 3 | [6 empty] | Not Available | [7 empty] | Internal | Vertical
MGM000199 | KONE |  | MF07LB/04 | 0.45/0.11 | kW | 380 | 1.7/0.9 | 50 | 2/10 | 2720/580 |  |  |  |  | 3 | [5 empty] | Start | Not Available | [7 empty] | Internal | Vertical
MGM000200 | KONE |  | MF07LB/04 | 0.45/0.11 | kW | 380 | 1.7/0.9 | 50 | 2/10 | 2720/580 |  |  |  |  | 3 | [5 empty] | Start | Not Available | [7 empty] | Internal | Vertical
MGM000201 | KONE |  | MF07LB/04 | 0.45/0.11 | kW | 380 | 1.7/0.9 | 50 | 2/10 | 2720/580 |  |  |  |  | 3 | [5 empty] | Start | Not Available | [7 empty] | Internal | Vertical
MGM000202 | KONE | 457154 | MF10L-10439 | 2.2 / 0.55 | kW | 380 | 5.6/2.3 | 50 | 2/10 | 2610/600 |  |  |  |  | 3 | 0.89/0.75 |  | 55 |  |  | START | Not Available | [7 empty] | Internal | Vertical
MGM000203 | KONE | 886796 | MF10L-10439 | 2.2/0.55 | kW | 380 | 5.6/2.3 | 50 | 2/10 | 2260/600 |  |  |  |  | 3 | 0.89/0.75 |  | 55 |  |  | Start | Not Available | [7 empty] | Internal | Vertical
EMO002468 | MOTEURS LEROY | 29113 | E2NA | 9 | HP | 380 | 15.2 | 50 | 6 | 945 |  |  |  |  | 3 | 0,79 | [5 empty] | Not Available | [7 empty] | Internal | Vertical
EMO002469 | MOTEURS LEROY |  | E2NA | 9 | HP | 380 | 15.2 | 50 | 6 | 945 |  |  |  |  | 3 | 0,79 | [5 empty] | Not Available | [7 empty] | Internal | Vertical
EMO002470 | MOTEURS LEROY |  | B2/2-158/6 | 1.5 | kW | 380 | 3.27 | 50 | 4 | 1425 |  |  |  |  | 3 | 0,80 | [5 empty] | Not Available | [7 empty] | Internal | Vertical
EMO002471 | MOTEURS LEROY | 211898 | B2/2-158/6 | 1.5 | kW | 380 | 3.27 | 50 | 4 | 1425 |  |  |  |  | 3 | 0,80 | [5 empty] | Not Available | [7 empty] | Internal | Vertical
EMO002472 | MOTEURS LEROY |  | V112M | 3 | kW | 380 | 7.4 | 50 | 4 | 1425 |  |  |  |  | 3 | [6 empty] | Not Available | [7 empty] | Internal | Vertical
EMO002473 | MOTEURS LEROY | 20704 | V112M | 3 | kW | 380 | 7.4 | 50 | 4 | 1425 |  |  |  |  | 3 | [6 empty] | Not Available | [7 empty] | Internal | Vertical
MGM000204 | MOTEURS LEROY |  |  | 0.3 | HP | 380 | 1.7 | 50 | 4 | 1350 |  |  |  |  | 3 | [6 empty] | Not Available | [7 empty] | Internal | Vertical
MGM000205 | MOTEURS LEROY |  | V112M | 3.3 | HP | 380 | 7.1 | 50 | 4 | 1425 |  |  |  |  | 3 | [6 empty] | Not Available | [7 empty] | Internal | Vertical
EMO003797 | WORLD ENERGY | Salved | IK | 0.4 | kW | 380 | 1.1 | 50 | 4 | 1470 |  |  |  |  | 3 | [6 empty] | Not Available | [7 empty] | Internal | Vertical
EMO003286 | MARRELI |  | MAA | 0.75 | kW | 380 | 2,03 | 50 | 4 | [5 empty] | 3 | [6 empty] | Not Available | [7 empty] | Internal | Vertical
MGM000207 | SLO-SYN |  |  | 0.37 | kW | 380 | 1.2 | 50 | 4 | 1420 |  |  |  |  | 3 |  |  | 54 | F | S1 | Start | Not Available | [8 empty] | Vertical
MGM000216 | SLO-SYN |  |  | 0.37 | kW | 380 | 1.2 | 50 | 4 | 1420 |  |  |  |  | 3 |  |  | 54 | F | S1 | Start | Not Available | [8 empty] | Vertical
MGM000479 | SLO-SYN |  |  | 0.37 | kW | 380 | 1.2 | 50 | 4 | 1420 |  |  |  |  | 3 |  |  | 54 | F | S1 | Start | Not Available | [8 empty] | Vertical
MGM000478 | CTR |  | MFG | 0.4 | kW | 380 | 1 | 50 | 4 | 1410 |  |  |  |  | 3 |  |  | 44 | B | S1 | Start | Not Available | [8 empty] | Vertical
EMO002525 | BONFIGLIOLI | 263004 | BN71B4 | 0.37 | kW | 380 | 1.08 | 50 | 4 | 1370 |  |  |  |  | 3 |  |  | 55 | F | S1 | Start | Not Available | [7 empty] | Internal | Horizontal
EMO002656 | RELIANCE | 11KL438025-YW | L2162 | 7.5 | kW | 460 | 13.9 | 50 |  | 1780 |  |  |  |  | 3 |  |  |  | F | S1 |  | Not Available | [7 empty] | Internal | Horizontal
EMO002657 | RELIANCE | 01K8501359-SZ | L2570Z | 51 | kW | 460 | 86 | 50 |  | 1750 |  |  |  |  | 3 |  |  |  | H | S1 |  | Available | [7 empty] | Internal | Horizontal
EMO000831 | RELIANCE | 8648811-040002 | F14473Z | 600 | HP | 460 | 708/712 | 50 |  | 1790/2600 | 100BC02J30X | 6222MCVL0241 | FL4473Z |  | 3 |  |  |  | H | S1 |  | Available | [7 empty] | Internal | Horizontal
EMO002474 | RONCHI | 61294 | G8C | 7.5 | kW | 380 | 16 | 50 | 4 | 1425 | NF307ECP | N307 |  |  | 3 |  |  | 55 | F |  |  | Not Available | [7 empty] | Internal | Vertical
EMO003351 | RELIANCE | 15KL4338027-OX | L3698Z | 150 | kW | 400 | 240 | 50 |  | 1175 |  |  | L3698Z |  | 3 |  |  |  | H | S1 |  | Available | [5 empty] | 698 |  | Internal | Horizontal
EMO001278 | WUXI | 58483802J | Y2 | 2.2 | kW | 380 | 5.16 | 50 | 4 | 1410 |  |  | 100L |  | 3 |  |  | 55 | F | S1 | Start | Not Available | [5 empty] | 100 |  | Internal | Horizontal
MGM000013 | SEW | 2040 83727/7.01.2001 | FA67BGT80K-6 | 0.37 | kW | 380 | 1,21 | 50 | 6 | 895 |  |  | 80 |  | 3 |  |  | 56 | F | S1 | Start | Not Available | [5 empty] | 80 |  | Internal | Vertical
EMO005167 | MARATHON | WX11008530-6001J | SCA 250MA04 | 55 | kW | 380 | 103 | 50 | 4 | 1488 | 6314 | 6314 | 250 M |  | 3 |  |  | 55 | F | S1 | Delta | Available | [7 empty] | Internal | Horizontal
EMO005172 | DEMAG |  | KBA80B4 | 1.5 | kW | 380 | 4.8 | 50 | 4 | 1340 |  |  |  |  | 3 |  |  | 54 | F |  | Start | Not Available | [7 empty] | Internal | Vertical
EMO005173 | DEMAG |  | KBA100B4 | 2.3 | kW | 380 | 6.5 | 50 | 4 | 1425 |  |  |  |  | 3 |  |  | 54 | F |  | Start | Not Available | [7 empty] | Internal | Vertical
EMO005174 | DEMAG |  | KBA80B4 | 1.5 | kW | 380 | 4.8 | 50 | 4 | 1340 |  |  |  |  | 3 |  |  | 54 | F |  | Start | Not Available | [7 empty] | Internal | Vertical
MGM001058 | KONE |  | MF07LB/04 | 0.45/0.11 | kW | 380 | 1.7/0.9 | 50 | 2/10 | 2720/580 |  |  |  |  | 3 | [5 empty] | Start | Not Available | [7 empty] | Internal | Vertical
MGM001059 | KONE |  | MF07LB/04 | 0.45/0.11 | kW | 380 | 1.7/0.9 | 50 | 2/10 | 2720/580 |  |  |  |  | 3 | [5 empty] | Start | Not Available | [7 empty] | Internal | Vertical
MGM001060 | KONE |  | MF07LB/04 | 0.45/0.11 | kW | 380 | 1.7/0.9 | 50 | 2/10 | 2720/580 |  |  |  |  | 3 | [5 empty] | Start | Not Available | [7 empty] | Internal | Vertical
MGM000196 | DEMAG |  | ZBF112A8/2 | 0.29/1.20 | kW | 380 | 2.10/3.20 | 50 | 8/2 | 685/2760 |  |  |  |  | 3 |  |  | 54 | F |  | Start | Not Available | [7 empty] | Internal | Vertical
? | SEW-EURODRIVE |  | R47 DRN71M4/AL | 0.37 | kW | 380 | 1.07 | 50 | 4 | 1415 |  |  |  |  | 3 | 0.88 |  | 65 | H | S1 | Start | [8 empty] | Internal | Vertical
? | SEW-EURODRIVE |  | R47 DRN71M4/AL | 0.37 | kW | 380 | 1.07 | 50 | 4 | 1415 |  |  |  |  | 3 | 0.88 |  | 65 | H | S1 | Start | [8 empty] | Internal | Vertical
? | SEW-EURODRIVE |  | R47 DRN71M4/AL | 0.37 | kW | 380 | 1.07 | 50 | 4 | 1415 |  |  |  |  | 3 | 0.88 |  | 65 | H | S1 | Start | [8 empty] | Internal | Vertical
? | SEW-EURODRIVE | 40.8210637108.0001.22 | R47 DRN71M4/AL | 0.37 | kW | 380 | 1.07 | 50 | 4 | 1415 |  |  |  |  | 3 | 0.88 |  | 65 | H | S1 | Start | [8 empty] | Internal | Vertical
EMO005610 | HOYER | HMC3-200L2-2 | HMC3-200L2-2 | 37 | kW | 400 | 63 | 50 | 2 | 2965 | 6312 | 6312 | 200L |  | 3 | 0.88 | 93.7 | 55 | F | S1 | Delta | Available | [7 empty] | Internal | Vertical
EMO005611 | HOYER | HMC3-200L2-2 | HMC3-200L2-2 | 37 | kW | 400 | 63 | 50 | 2 | 2965 | 6312 | 6312 | 200L |  | 3 | 0.88 | 93.7 | 55 | F | S1 | Delta | Available | [7 empty] | Internal | Vertical
EMO005612 | HOYER | HMC3-200L2-2 | HMC3-200L2-2 | 37 | kW | 400 | 63 | 50 | 2 | 2965 | 6312 | 6312 | 200L |  | 3 | 0.88 | 93.7 | 55 | F | S1 | Delta | Available | [7 empty] | Internal | Vertical
EMO005606 | HOYER | HMC3-225S-4 | HMC3-225S-4 | 37 | kW | 400 | 66.5 | 50 | 4 | 1480 | 6313 | 6312 | 225S |  | 3 | 0.86 | 93.9 | 55 | F | S1 | Delta | Available | [7 empty] | External | Horizontal

## Sheet1 (hidden)
QR Code Label Installation Progress
Area | Column1 | Column2
PM1 | Total | 1
| Delayed | #REF!
| Double | #REF!